## Contents
Renewable Power Generation Costs in 2024
This publication should be cited as: Citation: IRENA (2025), Renewable Power Generation Costs in 2024, International Renewable Energy Agency, Abu Dhabi.
Contents
Executive Summary
1. Latest cost trends
2. Onshore wind
3. Solar PV
4. Offshore wind
5. Concentrated solar power
6. Hydropower
7. Geothermal
8. Bioenergy
9. Enabling technologies
Annex I
This file contains data from the above mentioned report.
Note: Monetary values in this report are expressed in real 2024 USD (that is to say, taking into account inflation) unless explicitly mentioned.
Contact: | costs@irena.org

## Executive-Summary>>
Contents

## Table S.1
Table S.1 Global weighted average total installed cost, capacity factor and LCOE trends by technology, 2010 and 2024
|  | Total installed costs |  |  | Capacity factor |  |  | Levelised cost of electricity
|  | (2024 USD/kW) |  |  | (%) |  |  | (2024 USD/kWh)
|  | 2010 | 2024 | Percent change | 2010 | 2023 | Percent change | 2010 | 2024 | Percent change
| Bioenergy | 3 082 | 3 242 | 5% | 72 | 73 | 1% | 0.086 | 0.087 | 1%
| Geothermal | 3 083 | 4 015 | 30% | 87 | 88 | 1% | 0.055 | 0.06 | 9%
| Hydropower | 1 494 | 2 267 | 52% | 44 | 48 | 9% | 0.044 | 0.057 | 30%
| Solar PV | 5 283 | 691 | -87% | 15 | 17 | 13% | 0.417 | 0.043 | -90%
| CSP | 10 703 | 3 677 | -66% | 30 | 41 | 37% | 0.402 | 0.092 | -77%
| Onshore wind | 2 324 | 1 041 | -55% | 27 | 34 | 26% | 0.113 | 0.034 | -70%
| Offshore wind | 5 518 | 2 852 | -48% | 38 | 42 | 11% | 0.208 | 0.079 | -62%

## Fig S.1
Figure S.1 Renewable energy LCOE decline, 2010-2024
Weighted average LCOE (2024 USD/kWh)
|  | 2010 | 2011 | 2012 | 2013 | 2014 | 2015 | 2016 | 2017 | 2018 | 2019 | 2020 | 2021 | 2022 | 2023 | 2024
| Bioenergy | 0.085815 | 0.082245 | 0.070471 | 0.090375 | 0.090555 | 0.07967 | 0.077862 | 0.077739 | 0.059894 | 0.070283 | 0.079332 | 0.073505 | 0.063895 | 0.072727 | 0.086697
| Geothermal | 0.05533 |  | 0.095286 | 0.070742 | 0.072156 | 0.064923 | 0.074959 | 0.078424 | 0.07569 | 0.074699 | 0.062747 | 0.075067 | 0.058841 | 0.072444 | 0.059874
| Hydro | 0.044164 | 0.041529 | 0.043207 | 0.048289 | 0.037728 | 0.041542 | 0.054965 | 0.057615 | 0.045251 | 0.046389 | 0.052206 | 0.054502 | 0.062645 | 0.05842 | 0.056526
| Offshore wind | 0.20787 | 0.21537 | 0.18508 | 0.15602 | 0.18996 | 0.15495 | 0.12839 | 0.11663 | 0.11417 | 0.094946 | 0.091455 | 0.081926 | 0.080761 | 0.076452 | 0.079117
| Onshore wind | 0.11268 | 0.10671 | 0.097705 | 0.098457 | 0.087883 | 0.075816 | 0.070178 | 0.065777 | 0.055872 | 0.048891 | 0.040604 | 0.03613 | 0.034221 | 0.033129 | 0.034056
| Solar photovoltaic | 0.41696 | 0.3499 | 0.26002 | 0.20022 | 0.18287 | 0.13511 | 0.11835 | 0.092945 | 0.07864 | 0.068642 | 0.061 | 0.054526 | 0.051092 | 0.042378 | 0.04262
| Solar thermal | 0.40163 | 0.38888 | 0.37932 | 0.27959 | 0.24287 | 0.25136 | 0.27904 | 0.23284 | 0.16699 | 0.23803 | 0.11909 | 0.12675 | 0.12441 | 0.1196 | 0.091843

## Fig S.2
Figure S.2 Solar PV weighted average LCOE: Global, G20, EU and selected countries, 2022–2024
Solar PV weighted average LCOE (2024 USD/kWh)
|  |  | 2022 | 2023 | 2024
|  | World | 0.051 | 0.042 | 0.043
|  | G20 + EU | 0.051 | 0.042 | 0.042
|  | China | 0.039 | 0.036 | 0.033
|  | EU | 0.076 | 0.055 | 0.059
|  | United States | 0.06 | 0.059 | 0.07
|  | India | 0.039 | 0.042 | 0.038
|  | Brazil | 0.045 | 0.042 | 0.048

## Fig S.3
Figure S.3 Wind power weighted average LCOE: Global, G20, EU and selected countries, 2022–2024
Onshore wind weighted average LCOE (2024 USD/kWh)
|  |  | 2022 | 2023 | 2024
|  | World | 0.034 | 0.033 | 0.034
|  | G20 + EU | 0.034 | 0.032 | 0.034
|  | China | 0.028 | 0.026 | 0.029
|  | EU | 0.047 | 0.048 | 0.052
|  | United States | 0.03 | 0.039 | 0.039
|  | India | 0.039 | 0.047 | 0.048
|  | Brazil | 0.025 | 0.025 | 0.03
Offshore wind weighted average LCOE (2024 USD/kWh)
|  |  | 2022 | 2023 | 2024
|  | World | 0.081 | 0.076 | 0.079
|  | G20 + EU | 0.078 | 0.072 | 0.07
|  | China | 0.078 | 0.072 | 0.056
|  | EU | 0.084 | 0.073 | 0.08
|  | United States |  | 0.118 | 0.123

## Fig S.4
Figure S.4 Global weighted-average LCOE reduction and capacity factor from newly commissioned, utility-scale renewable power technologies, 2024
|  | Solar PV | Offshore wind | Onshore wind | Concentrated solar power | Bioenergy | Geothermal | Hydropower
| Year-on-year percentage reduction 2023-2024 | 0.6% | 4% | 3% | -46% | 13% | -16% | -2%
| Capacity factor in 2024 | 17% | 42% | 34% | 41% | 73% | 88% | 48%

## Fig S.5
Figure S5 Global short-term TIC projections for solar PV and onshore wind
Total installed costs (2024 USD/kW)
|  | 2024 | 2025 | 2026 | 2027 | 2028 | 2029
| Solar PV | 691 | 599 | 534 | 478 | 430 | 388
| Onshore wind | 1041 | 998 | 960 | 925 | 892 | 861

## Fig S.6
Figure S6 Impact of adding storage capacity on the capacity factor for selected wind and solar projects
| System | Capacity Factor Improvement | Storage to Generation Capacity Ratio (hour)
| Solar + Wind + BESS | 0.23878 | 0.065681
| Solar + Wind + BESS | 0.24522 | 0.068729
| Solar + Wind + BESS | 0.31206 | 0.13661
| Solar + Wind + BESS | 1.3997 | 0.56
| Solar + Wind + BESS | 1.8253 | 0.68
| Solar + BESS | 0.53049 | 0.14925
| Solar + BESS | 0.9398 | 0.32787
| Wind + BESS | 0.96365 | 0.37313
| Solar + BESS | 1.1649 | 0.5
| Solar + BESS | 1.25 | 0.50467
| Wind + BESS | 1.3066 | 0.5597
| Solar + BESS | 1.7039 | 0.59211
| Solar + BESS | 1.7191 | 0.60606
| Solar + BESS | 1.837 | 0.73107
| Solar + BESS | 2.4652 | 0.74627
| Solar + BESS | 2.5708 | 0.84314
| Solar + BESS | 2.6971 | 0.95238
| Solar + BESS | 2.8232 | 0.999
| Solar + BESS | 3.7966 | 1.2069
| Solar + BESS | 3.8912 | 1.2987
| Solar + BESS | 4.2068 | 1.3333
| Solar + BESS | 4.2451 | 1.5625
| Solar + BESS | 4.3549 | 1.6
| Solar + BESS | 5.0258 | 1.6418
| Solar + BESS | 5.171 | 1.9579
| Solar + BESS | 6.2464 | 2.1111
| Solar + BESS | 6.2649 | 2.1111
| Solar + BESS | 6.3769 | 2.12
| Solar + BESS | 6.7633 | 2.1639
| Solar + BESS | 6.8132 | 2.2388
| Solar + BESS | 6.8267 | 2.2987
| Solar + BESS | 6.9885 | 2.9851
| Solar + BESS | 7.254 | 3.2683
| Solar + BESS | 7.9497 | 3.8462
| Solar + BESS | 8.1847 | 3.8462
| Solar + BESS | 8.2132 | 4

## Fig S.7
Figure S7 Share of financing in LCOE vs. cost of capital (WACC) for selected countries (with Moody’s ratings) in 2024
| Technology | Country | Moody's Rating | LCOE Financing Share (%) | WACC (%)
| Solar PV | AGO | B3 | 55.77% | 8.94%
| Solar PV | ARG | Ca | 70.82% | 16.86%
| Solar PV | AUS | Aaa | 26.54% | 3.899%
| Solar PV | AUT | Aa1 | 26.6% | 4.557%
| Solar PV | BEL | Aa3 | 21.35% | 3.04%
| Solar PV | BFA | Caa1 | 57.98% | 9.625%
| Solar PV | BGD | B1 | 55.69% | 9.819%
| Solar PV | BGR | Baa1 | 42.05% | 6.522%
| Solar PV | BHS | B1 | 57.01% | 9.157%
| Solar PV | BIH | B3 | 65.09% | 13.53%
| Solar PV | BRA | Ba2 | 48.55% | 8.053%
| Solar PV | CAN | Aaa | 36.31% | 5.383%
| Solar PV | CHL | A2 | 33.95% | 4.852%
| Solar PV | CHN | A1 | 26.26% | 3.642%
| Solar PV | COL | Baa2 | 39.56% | 6.902%
| Solar PV | CYP | Baa2 | 41.27% | 5.688%
| Solar PV | CZE | Aa3 | 32.22% | 4.994%
| Solar PV | DEU | Aaa | 14.22% | 2.283%
| Solar PV | DNK | Aaa | 19.67% | 3.219%
| Solar PV | DOM | Ba3 | 50.28% | 7.526%
| Solar PV | EGY | Caa1 | 65.41% | 13.55%
| Solar PV | ESP | Baa1 | 32.17% | 5.172%
| Solar PV | FIN | Aa1 | 33.67% | 6.09%
| Solar PV | FRA | Aa2 | 21.92% | 2.943%
| Solar PV | GBR | Aa3 | 22.72% | 3.04%
| Solar PV | GHA | Caa3 | 71.37% | 15.95%
| Solar PV | GRC | Ba1 | 27.85% | 4.986%
| Solar PV | HUN | Baa2 | 32.22% | 5.156%
| Solar PV | IDN | Baa2 | 45.52% | 7.609%
| Solar PV | IND | Baa3 | 43.88% | 7.473%
| Solar PV | IRL | Aa3 | 40.41% | 6.651%
| Solar PV | IRN |  | 45.61% | 7.5%
| Solar PV | ISR | A1 | 30.87% | 4.909%
| Solar PV | ITA | Baa3 | 29.03% | 4.577%
| Solar PV | JPN | A1 | 27.26% | 3.342%
| Solar PV | KAZ | Baa2 | 44.54% | 7.718%
| Solar PV | KOR | Aa2 | 32.78% | 4.65%
| Solar PV | LVA | A3 | 38.16% | 6.955%
| Solar PV | MDA | B3 | 49.38% | 9.643%
| Solar PV | MEX | Baa2 | 50.79% | 8.932%
| Solar PV | MYS | A3 | 44.63% | 6.755%
| Solar PV | NIC | B3 | 60.99% | 11.85%
| Solar PV | NLD | Aaa | 15.69% | 2.454%
| Solar PV | OMN | Ba1 | 47.15% | 7.5%
| Solar PV | PAK | Caa3 | 67.73% | 15.53%
| Solar PV | PAN | Baa2 | 43.02% | 5.995%
| Solar PV | PER | Baa1 | 44.74% | 6.889%
| Solar PV | PHL | Baa2 | 44.6% | 7.446%
| Solar PV | POL | A2 | 33.07% | 5.249%
| Solar PV | PRT | A3 | 32.78% | 5.508%
| Solar PV | PSE |  | 46.51% | 7.5%
| Solar PV | ROU | Baa3 | 44.54% | 6.822%
| Solar PV | RUS |  | 58.39% | 10.53%
| Solar PV | SAU | A1 | 41.92% | 6.42%
| Solar PV | SVK | A2 | 31.41% | 5.15%
| Solar PV | SWE | Aaa | 25.36% | 4.306%
| Solar PV | TUN | Caa2 | 69.61% | 15.9%
| Solar PV | TUR | B3 | 54.37% | 10.53%
| Solar PV | URY | Baa2 | 41.42% | 5.995%
| Solar PV | USA | Aaa | 35.62% | 5.446%
| Solar PV | UZB | Ba3 | 48.96% | 7.5%
| Solar PV | ZAF | Ba2 | 46.95% | 6.955%
| Solar PV | ZMB | Caa3 | 58.65% | 10.85%
| Solar PV | ZWE |  | 60.62% | 11.29%
| Onshore Wind | ARG | Ca | 68.39% | 16.86%
| Onshore Wind | AUS | Aaa | 25.61% | 3.899%
| Onshore Wind | AUT | Aa1 | 25.26% | 3.684%
| Onshore Wind | BEL | Aa3 | 30.78% | 4.708%
| Onshore Wind | BIH | B3 | 62.34% | 13.53%
| Onshore Wind | BRA | Ba2 | 40.16% | 6.495%
| Onshore Wind | CAN | Aaa | 25.23% | 4.051%
| Onshore Wind | CHL | A2 | 34.13% | 5.875%
| Onshore Wind | CHN | A1 | 22.65% | 3.642%
| Onshore Wind | CUW | Baa3 | 48.27% | 7.5%
| Onshore Wind | DEU | Aaa | 15.29% | 2.283%
| Onshore Wind | DOM | Ba3 | 52.42% | 9.093%
| Onshore Wind | EGY | Caa1 | 61.05% | 13.55%
| Onshore Wind | ESP | Baa1 | 31.54% | 4.568%
| Onshore Wind | EST | A1 | 37.63% | 6.42%
| Onshore Wind | FIN | Aa1 | 20.55% | 3.076%
| Onshore Wind | FRA | Aa2 | 19.97% | 2.943%
| Onshore Wind | GBR | Aa3 | 26.26% | 3.69%
| Onshore Wind | GRC | Ba1 | 33.65% | 4.986%
| Onshore Wind | IND | Baa3 | 44.84% | 7.473%
| Onshore Wind | IRL | Aa3 | 27.47% | 4.003%
| Onshore Wind | IRN |  | 42.48% | 7.5%
| Onshore Wind | ITA | Baa3 | 30.19% | 4.894%
| Onshore Wind | JPN | A1 | 33.66% | 5.924%
| Onshore Wind | KOR | Aa2 | 40.62% | 6.01%
| Onshore Wind | LTU | A2 | 25.19% | 3.747%
| Onshore Wind | LUX | Aaa | 29.42% | 4.119%
| Onshore Wind | MAR | Ba1 | 42.47% | 7.668%
| Onshore Wind | NLD | Aaa | 24.03% | 3.472%
| Onshore Wind | NZL | Aaa | 23.95% | 3.986%
| Onshore Wind | PER | Baa1 | 38.03% | 6.889%
| Onshore Wind | PHL | Baa2 | 47.16% | 7.446%
| Onshore Wind | POL | A2 | 31.09% | 4.634%
| Onshore Wind | ROU | Baa3 | 45.97% | 7.488%
| Onshore Wind | RUS |  | 53.9% | 10.53%
| Onshore Wind | SRB | Ba2 | 44.78% | 7.5%
| Onshore Wind | SWE | Aaa | 29.95% | 4.595%
| Onshore Wind | TUR | B3 | 51.87% | 10.53%
| Onshore Wind | USA | Aaa | 26.47% | 4.116%
| Onshore Wind | UZB | Ba3 | 41.7% | 7.5%
| Onshore Wind | VNM | Ba2 | 40.48% | 6.428%
| Offshore Wind | CHN | A1 | 33.48% | 6.187%
| Offshore Wind | DEU | Aaa | 25.19% | 3.899%
| Offshore Wind | DNK | Aaa | 18.39% | 2.609%
| Offshore Wind | FRA | Aa2 | 39.5% | 5.965%
| Offshore Wind | JPN | A1 | 36.55% | 5.924%
| Offshore Wind | NLD | Aaa | 31.29% | 5.412%
| Offshore Wind | TWN | Aa3 | 42.26% | 6.306%
| Offshore Wind | USA | Aaa | 38.49% | 5.446%

## Table S.2
Table S.2 Estimated annual benefits from renewable power generation in selected countries, 2024
|  | China | Germany | Brazil | Australia
| Avoided fossil fuel costs (USD billion) | 179.8 | 16.4 | 28.3 | 5
| Avoided air pollution damages (USD billion) | 261.1 | 6 | 3.9 | 1.9
| Total (USD billion) | 440.9 | 22.4 | 32.2 | 6.9

## 1 Latest cost trends>>
Contents

## Fig 1.1
Figure 1.1 Renewable power cumulative intalled capacity by region, 2023-2024
Renewable power cumulative installed capacity (GW)
|  | 2023 | 2024
| Africa | 65 | 70
| Asia | 1961 | 2374
| Central America and the Caribbean | 19 | 19
| Eurasia | 122 | 133
| Europe | 778 | 850
| Middle East | 37 | 41
| North America | 526 | 572
| Oceania | 62 | 70
| South America | 290 | 313

## Fig 1.2
Figure 1.2 Global weighted-average LCOE from newly commissioned, utility-scale renewable power technologies, 2010-2024
Weighted average LCOE (2024 USD/kWh)
|  | 2010 | 2011 | 2012 | 2013 | 2014 | 2015 | 2016 | 2017 | 2018 | 2019 | 2020 | 2021 | 2022 | 2023 | 2024
| Bioenergy | 0.085815 | 0.082245 | 0.070471 | 0.090375 | 0.090555 | 0.07967 | 0.077862 | 0.077739 | 0.059894 | 0.070283 | 0.079332 | 0.073505 | 0.063895 | 0.072727 | 0.086697
| Geothermal | 0.05533 |  | 0.095286 | 0.070742 | 0.072156 | 0.064923 | 0.074959 | 0.078424 | 0.07569 | 0.074699 | 0.062747 | 0.075067 | 0.058841 | 0.072444 | 0.059874
| Hydro | 0.044164 | 0.041529 | 0.043207 | 0.048289 | 0.037728 | 0.041542 | 0.054965 | 0.057615 | 0.045251 | 0.046389 | 0.052206 | 0.054502 | 0.062645 | 0.05842 | 0.056526
| Offshore wind | 0.20787 | 0.21537 | 0.18508 | 0.15602 | 0.18996 | 0.15495 | 0.12839 | 0.11663 | 0.11417 | 0.094946 | 0.091455 | 0.081926 | 0.080761 | 0.076452 | 0.079117
| Onshore wind | 0.11268 | 0.10671 | 0.097705 | 0.098457 | 0.087883 | 0.075816 | 0.070178 | 0.065777 | 0.055872 | 0.048891 | 0.040604 | 0.03613 | 0.034221 | 0.033129 | 0.034056
| Solar photovoltaic | 0.41696 | 0.3499 | 0.26002 | 0.20022 | 0.18287 | 0.13511 | 0.11835 | 0.092945 | 0.07864 | 0.068642 | 0.061 | 0.054526 | 0.051092 | 0.042378 | 0.04262
| Solar thermal | 0.40163 | 0.38888 | 0.37932 | 0.27959 | 0.24287 | 0.25136 | 0.27904 | 0.23284 | 0.16699 | 0.23803 | 0.11909 | 0.12675 | 0.12441 | 0.1196 | 0.091843

## Fig 1.3
Figure 1.3 Global weighted-average LCOE, 2023-2024
Weighted average LCOE (2024 USD/kWh)
|  | 2023 | 2024
| Bioenergy | 0.072727 | 0.086697
| Geothermal | 0.072444 | 0.059874
| Hydro | 0.05842 | 0.056526
| Offshore wind | 0.076452 | 0.079117
| Onshore wind | 0.033129 | 0.034056
| Solar photovoltaic | 0.042378 | 0.04262
| Solar thermal | 0.1196 | 0.091843

## Fig 1.4
Figure 1.4 Capacity factor trajectories of variable technologies in selected regions, 2022-2024
Capacity factor (%)
Solar PV
|  |  | 2022 | 2023 | 2024
|  | World | 17% | 16% | 17%
|  | G20 + EU | 17% | 16% | 17%
|  | China | 16% | 15% | 17%
|  | EU | 14% | 14% | 15%
|  | United States | 19% | 19% | 17%
|  | India | 19% | 19% | 18%
|  | Brazil | 19% | 19% | 20%
Onshore Wind
|  |  | 2022 | 2023 | 2024
|  | World | 37% | 36% | 34%
|  | G20 + EU | 37% | 36% | 34%
|  | China | 35% | 35% | 33%
|  | EU | 32% | 33% | 33%
|  | United States | 44% | 40% | 44%
|  | India | 33% | 32% | 29%
|  | Brazil | 50% | 54% | 53%
Offshore Wind
|  |  | 2022 | 2023 | 2024
|  | World | 41% | 41% | 42%
|  | G20 + EU | 42% | 41% | 42%
|  | China | 37% | 37% | 37%
|  | EU | 47% | 48% | 48%
|  | United States |  | 45% | 45%

## Fig 1.5
Figure 1.5 Capacity factor trajectories of dispatchable technologies in selected regions, 2022-2024
Capacity factor (%)
Hydropower
|  |  | 2022 | 2023 | 2024
|  | World | 47% | 53% | 48%
|  | G20 + EU | 47% | 56% | 49%
|  | China | 45% | 58% | 50%
|  | EU | 52% | 37% | 52%
|  | United States | 68% | 34%
|  | India | 45% | 46% | 32%
|  | Brazil | 61% | 58% | 55%
Bioenergy
|  |  | 2022 | 2023 | 2024
|  | World | 72% | 72% | 73%
|  | G20 + EU | 72% | 70% | 71%
|  | China | 70% | 68% | 67%
|  | EU | 78% | 71% | 77%
United States
|  | India | 72% | 73% | 68%
|  | Brazil | 78% | 72% | 66%
Geothermal
|  |  | 2022 | 2023 | 2024
|  | World | 85% | 82% | 88%
|  | G20 + EU | 86% | 81% | 87%
China
|  | EU | 82%
|  | United States | 89% | 82% | 83%
Geothermal
|  |  | 2022 | 2023 | 2024
|  | World | 36% | 55% | 41%
|  | G20 + EU | 36% |  | 41%
|  | China | 36% |  | 36%

## Fig 1.6
Figure 1.6 TIC trajectories of variable technologies in selected regions, 2022-2024
Total installed costs (2024 USD/kW)
Solar PV
|  |  | 2022 | 2023 | 2024
|  | World | 930 | 776 | 691
|  | G20 + EU | 926 | 774 | 680
|  | China | 759 | 687 | 591
|  | EU | 1053 | 775 | 767
|  | United States | 1187 | 1135 | 1058
|  | India | 680 | 728 | 525
|  | Brazil | 780 | 744 | 724
Onshore Wind
|  |  | 2022 | 2023 | 2024
|  | World | 1353 | 1187 | 1041
|  | G20 + EU | 1346 | 1169 | 1035
|  | China | 1171 | 1010 | 856
|  | EU | 1731 | 1633 | 1640
|  | United States | 1294 | 1537 | 1568
|  | India | 1191 | 1237 | 1110
|  | Brazil | 1117 | 1099 | 1307
Offshore Wind
|  |  | 2022 | 2023 | 2024
|  | World | 3518 | 2867 | 2852
|  | G20 + EU | 3410 | 2715 | 2495
|  | China | 2902 | 2427 | 1520
|  | EU | 3988 | 3149 | 3389
|  | United States |  | 5484 | 5484

## Fig 1.7
Figure 1.7 TIC trajectories of dispatchable technologies in selected regions, 2022-2024
Total installed costs (2024 USD/kW)
Hydropower
|  |  | 2022 | 2023 | 2024
|  | World | 3126 | 2873 | 2267
|  | G20 + EU | 3444 | 3660 | 2403
|  | China | 2532 | 3891 | 2433
|  | EU | 1477 | 2320 | 2225
|  | United States | 4586 | 7460
|  | India | 1230 | 2904 | 2526
|  | Brazil | 2251 | 3071 | 1905
Bioenergy
|  |  | 2022 | 2023 | 2024
|  | World | 2295 | 2795 | 3242
|  | G20 + EU | 2279 | 2835 | 3174
|  | China | 1962 | 2044 | 2180
|  | EU | 4908 | 4055 | 3463
United States
|  | India | 2371 | 1698 | 1858
|  | Brazil | 1575 | 2326 | 3172
Geothermal
|  |  | 2022 | 2023 | 2024
|  | World | 3692 | 4699 | 4015
|  | G20 + EU | 4655 | 5172 | 4890
China
|  | EU | 12738
|  | United States | 3822 | 6143 | 6724
Geothermal
|  |  | 2022 | 2023 | 2024
|  | World | 4537 | 6746 | 3676
|  | G20 + EU | 4537 |  | 3676
|  | China | 4537 |  | 2252

## Fig 1.8
Figure 1.8 LCOE trajectories of variable technologies in selected regions, 2022-2024
LCOE (2024 USD/kWh)
Solar PV
|  |  | 2022 | 2023 | 2024
|  | World | 0.051 | 0.042 | 0.043
|  | G20 + EU | 0.051 | 0.042 | 0.042
|  | China | 0.039 | 0.036 | 0.033
|  | EU | 0.076 | 0.055 | 0.059
|  | United States | 0.06 | 0.059 | 0.07
|  | India | 0.039 | 0.042 | 0.038
|  | Brazil | 0.045 | 0.042 | 0.048
Onshore Wind
|  |  | 2022 | 2023 | 2024
|  | World | 0.034 | 0.033 | 0.034
|  | G20 + EU | 0.034 | 0.032 | 0.034
|  | China | 0.028 | 0.026 | 0.029
|  | EU | 0.047 | 0.048 | 0.052
|  | United States | 0.03 | 0.039 | 0.039
|  | India | 0.039 | 0.047 | 0.048
|  | Brazil | 0.025 | 0.025 | 0.03
Offshore Wind
|  |  | 2022 | 2023 | 2024
|  | World | 0.081 | 0.076 | 0.079
|  | G20 + EU | 0.078 | 0.072 | 0.07
|  | China | 0.078 | 0.072 | 0.056
|  | EU | 0.084 | 0.073 | 0.08
|  | United States |  | 0.118 | 0.123

## Fig 1.9
Figure 1.9 LCOE trajectories of dispatchable technologies in selected regions, 2022-2024
LCOE (2024 USD/kWh)
Hydropower
|  |  | 2022 | 2023 | 2024
|  | World | 0.063 | 0.058 | 0.057
|  | G20 + EU | 0.066 | 0.066 | 0.05
|  | China | 0.055 | 0.065 | 0.049
|  | EU | 0.032 | 0.06 | 0.044
|  | United States | 0.065 | 0.228
|  | India | 0.032 | 0.08 | 0.098
|  | Brazil | 0.044 | 0.063 | 0.044
Bioenergy
|  |  | 2022 | 2023 | 2024
|  | World | 0.064 | 0.073 | 0.087
|  | G20 + EU | 0.063 | 0.073 | 0.086
|  | China | 0.058 | 0.061 | 0.066
|  | EU | 0.104 | 0.103 | 0.083
United States
|  | India | 0.072 | 0.057 | 0.065
|  | Brazil | 0.052 | 0.071 | 0.118
Geothermal
|  |  | 2022 | 2023 | 2024
|  | World | 0.059 | 0.072 | 0.06
|  | G20 + EU | 0.068 | 0.077 | 0.072
China
|  | EU | 0.147
|  | United States | 0.051 | 0.079 | 0.083
Geothermal
|  |  | 2022 | 2023 | 2024
|  | World | 0.124 | 0.12 | 0.092
|  | G20 + EU | 0.124 |  | 0.092
|  | China | 0.124 |  | 0.069

## Fig 1.10
Figure 1.10 Avoided fossil fuel costs from renewable electricity generation in 2024 (USD billion)
| Country | Avoided fossil fuel costs (USD billion)
| Argentina | 1.4112
| Australia | 4.9917
| Brazil | 28.3206
| Canada | 8.7445
| China | 179.8129
| France | 11.056
| Germany | 16.3832
| India | 14.949
| Indonesia | 2.4576
| Italy | 10.0431
| Japan | 16.9878
| Malaysia | 2.0415
| Mexico | 2.3793
| Philippines | 1.3773
| South Africa | 0.85647
| South Korea | 4.2396
| Türkiye | 10.2685
| United Kingdom | 11.1992
| United States | 24.0509
| Vietnam | 7.973

## Fig 1.11
Figure 1.11 Share of financing in LCOE in comparison with WACC for selected countries, 2024
| Technology | Country | Moody's Rating | LCOE Financing Share (%) | WACC (%)
| Solar PV | AGO | B3 | 55.77% | 8.94%
| Solar PV | ARG | Ca | 70.82% | 16.86%
| Solar PV | AUS | Aaa | 26.54% | 3.899%
| Solar PV | AUT | Aa1 | 26.6% | 4.557%
| Solar PV | BEL | Aa3 | 21.35% | 3.04%
| Solar PV | BFA | Caa1 | 57.98% | 9.625%
| Solar PV | BGD | B1 | 55.69% | 9.819%
| Solar PV | BGR | Baa1 | 42.05% | 6.522%
| Solar PV | BHS | B1 | 57.01% | 9.157%
| Solar PV | BIH | B3 | 65.09% | 13.53%
| Solar PV | BRA | Ba2 | 48.55% | 8.053%
| Solar PV | CAN | Aaa | 36.31% | 5.383%
| Solar PV | CHL | A2 | 33.95% | 4.852%
| Solar PV | CHN | A1 | 26.26% | 3.642%
| Solar PV | COL | Baa2 | 39.56% | 6.902%
| Solar PV | CYP | Baa2 | 41.27% | 5.688%
| Solar PV | CZE | Aa3 | 32.22% | 4.994%
| Solar PV | DEU | Aaa | 14.22% | 2.283%
| Solar PV | DNK | Aaa | 19.67% | 3.219%
| Solar PV | DOM | Ba3 | 50.28% | 7.526%
| Solar PV | EGY | Caa1 | 65.41% | 13.55%
| Solar PV | ESP | Baa1 | 32.17% | 5.172%
| Solar PV | FIN | Aa1 | 33.67% | 6.09%
| Solar PV | FRA | Aa2 | 21.92% | 2.943%
| Solar PV | GBR | Aa3 | 22.72% | 3.04%
| Solar PV | GHA | Caa3 | 71.37% | 15.95%
| Solar PV | GRC | Ba1 | 27.85% | 4.986%
| Solar PV | HUN | Baa2 | 32.22% | 5.156%
| Solar PV | IDN | Baa2 | 45.52% | 7.609%
| Solar PV | IND | Baa3 | 43.88% | 7.473%
| Solar PV | IRL | Aa3 | 40.41% | 6.651%
| Solar PV | IRN |  | 45.61% | 7.5%
| Solar PV | ISR | A1 | 30.87% | 4.909%
| Solar PV | ITA | Baa3 | 29.03% | 4.577%
| Solar PV | JPN | A1 | 27.26% | 3.342%
| Solar PV | KAZ | Baa2 | 44.54% | 7.718%
| Solar PV | KOR | Aa2 | 32.78% | 4.65%
| Solar PV | LVA | A3 | 38.16% | 6.955%
| Solar PV | MDA | B3 | 49.38% | 9.643%
| Solar PV | MEX | Baa2 | 50.79% | 8.932%
| Solar PV | MYS | A3 | 44.63% | 6.755%
| Solar PV | NIC | B3 | 60.99% | 11.85%
| Solar PV | NLD | Aaa | 15.69% | 2.454%
| Solar PV | OMN | Ba1 | 47.15% | 7.5%
| Solar PV | PAK | Caa3 | 67.73% | 15.53%
| Solar PV | PAN | Baa2 | 43.02% | 5.995%
| Solar PV | PER | Baa1 | 44.74% | 6.889%
| Solar PV | PHL | Baa2 | 44.6% | 7.446%
| Solar PV | POL | A2 | 33.07% | 5.249%
| Solar PV | PRT | A3 | 32.78% | 5.508%
| Solar PV | PSE |  | 46.51% | 7.5%
| Solar PV | ROU | Baa3 | 44.54% | 6.822%
| Solar PV | RUS |  | 58.39% | 10.53%
| Solar PV | SAU | A1 | 41.92% | 6.42%
| Solar PV | SVK | A2 | 31.41% | 5.15%
| Solar PV | SWE | Aaa | 25.36% | 4.306%
| Solar PV | TUN | Caa2 | 69.61% | 15.9%
| Solar PV | TUR | B3 | 54.37% | 10.53%
| Solar PV | URY | Baa2 | 41.42% | 5.995%
| Solar PV | USA | Aaa | 35.62% | 5.446%
| Solar PV | UZB | Ba3 | 48.96% | 7.5%
| Solar PV | ZAF | Ba2 | 46.95% | 6.955%
| Solar PV | ZMB | Caa3 | 58.65% | 10.85%
| Solar PV | ZWE |  | 60.62% | 11.29%
| Onshore Wind | ARG | Ca | 68.39% | 16.86%
| Onshore Wind | AUS | Aaa | 25.61% | 3.899%
| Onshore Wind | AUT | Aa1 | 25.26% | 3.684%
| Onshore Wind | BEL | Aa3 | 30.78% | 4.708%
| Onshore Wind | BIH | B3 | 62.34% | 13.53%
| Onshore Wind | BRA | Ba2 | 40.16% | 6.495%
| Onshore Wind | CAN | Aaa | 25.23% | 4.051%
| Onshore Wind | CHL | A2 | 34.13% | 5.875%
| Onshore Wind | CHN | A1 | 22.65% | 3.642%
| Onshore Wind | CUW | Baa3 | 48.27% | 7.5%
| Onshore Wind | DEU | Aaa | 15.29% | 2.283%
| Onshore Wind | DOM | Ba3 | 52.42% | 9.093%
| Onshore Wind | EGY | Caa1 | 61.05% | 13.55%
| Onshore Wind | ESP | Baa1 | 31.54% | 4.568%
| Onshore Wind | EST | A1 | 37.63% | 6.42%
| Onshore Wind | FIN | Aa1 | 20.55% | 3.076%
| Onshore Wind | FRA | Aa2 | 19.97% | 2.943%
| Onshore Wind | GBR | Aa3 | 26.26% | 3.69%
| Onshore Wind | GRC | Ba1 | 33.65% | 4.986%
| Onshore Wind | IND | Baa3 | 44.84% | 7.473%
| Onshore Wind | IRL | Aa3 | 27.47% | 4.003%
| Onshore Wind | IRN |  | 42.48% | 7.5%
| Onshore Wind | ITA | Baa3 | 30.19% | 4.894%
| Onshore Wind | JPN | A1 | 33.66% | 5.924%
| Onshore Wind | KOR | Aa2 | 40.62% | 6.01%
| Onshore Wind | LTU | A2 | 25.19% | 3.747%
| Onshore Wind | LUX | Aaa | 29.42% | 4.119%
| Onshore Wind | MAR | Ba1 | 42.47% | 7.668%
| Onshore Wind | NLD | Aaa | 24.03% | 3.472%
| Onshore Wind | NZL | Aaa | 23.95% | 3.986%
| Onshore Wind | PER | Baa1 | 38.03% | 6.889%
| Onshore Wind | PHL | Baa2 | 47.16% | 7.446%
| Onshore Wind | POL | A2 | 31.09% | 4.634%
| Onshore Wind | ROU | Baa3 | 45.97% | 7.488%
| Onshore Wind | RUS |  | 53.9% | 10.53%
| Onshore Wind | SRB | Ba2 | 44.78% | 7.5%
| Onshore Wind | SWE | Aaa | 29.95% | 4.595%
| Onshore Wind | TUR | B3 | 51.87% | 10.53%
| Onshore Wind | USA | Aaa | 26.47% | 4.116%
| Onshore Wind | UZB | Ba3 | 41.7% | 7.5%
| Onshore Wind | VNM | Ba2 | 40.48% | 6.428%
| Offshore Wind | CHN | A1 | 33.48% | 6.187%
| Offshore Wind | DEU | Aaa | 25.19% | 3.899%
| Offshore Wind | DNK | Aaa | 18.39% | 2.609%
| Offshore Wind | FRA | Aa2 | 39.5% | 5.965%
| Offshore Wind | JPN | A1 | 36.55% | 5.924%
| Offshore Wind | NLD | Aaa | 31.29% | 5.412%
| Offshore Wind | TWN | Aa3 | 42.26% | 6.306%
| Offshore Wind | USA | Aaa | 38.49% | 5.446%

## Fig 1.12
Figure 1.12 LCOE breakdown in selected regions, 2024
|  | Africa |  | Asia |  |  | Europe |  |  | N. America |  |  | S. America |  | Oceania
| LCOE Component | Onshore Wind | Solar PV | Offshore Wind | Onshore Wind | Solar PV | Offshore Wind | Onshore Wind | Solar PV | Offshore Wind | Onshore Wind | Solar PV | Onshore Wind | Solar PV | Onshore Wind | Solar PV
| Financing | 0.02726 | 0.046697 | 0.029047 | 0.0074653 | 0.010065 | 0.025271 | 0.012961 | 0.0159 | 0.04752 | 0.0099143 | 0.025089 | 0.016986 | 0.024671 | 0.010502 | 0.013006
| O&M | 0.0093187 | 0.0053356 | 0.019386 | 0.010316 | 0.0079193 | 0.021266 | 0.015588 | 0.017558 | 0.020296 | 0.011847 | 0.014715 | 0.0069704 | 0.0085736 | 0.012748 | 0.012879
| CAPEX | 0.013951 | 0.021995 | 0.029098 | 0.012536 | 0.017293 | 0.033043 | 0.023043 | 0.026706 | 0.055646 | 0.016047 | 0.030328 | 0.012082 | 0.020605 | 0.017971 | 0.023118

## Fig 1.13
Figure 1.13 Weighted average cost of capital (WACC) for key regions, 2024
WACC (%)
|  |  | Offshore Wind | Onshore Wind | Solar PV
|  | Africa |  | 10.8% | 12%
|  | Asia | 6.2% | 3.8% | 4%
|  | Europe | 4.7% | 3.7% | 4.2%
|  | North America | 5.4% | 4.1% | 5.5%
|  | South America |  | 7.7% | 7.7%
|  | Oceania |  | 3.9% | 3.9%

## Fig 1.14
Figure 1.14 Solar PV cost and performance trajectories in selected countries, 2022-2024
Solar PV
Total installed costs (2024 USD/kW)
|  |  | 2022 | 2023 | 2024
|  | China | 759 | 687 | 591
|  | United States | 1187 | 1135 | 1058
|  | India | 680 | 728 | 525
|  | Brazil | 780 | 744 | 724
|  | Germany | 1057 | 748 | 593
Capacity factor (%)
|  |  | 2022 | 2023 | 2024
|  | China | 16% | 15% | 17%
|  | United States | 19% | 19% | 17%
|  | India | 19% | 19% | 18%
|  | Brazil | 19% | 19% | 20%
|  | Germany | 11% | 12% | 11%
LCOE (2024 USD/kWh)
|  |  | 2022 | 2023 | 2024
|  | China | 0.039 | 0.036 | 0.033
|  | United States | 0.06 | 0.059 | 0.07
|  | India | 0.039 | 0.042 | 0.038
|  | Brazil | 0.045 | 0.042 | 0.048
|  | Germany | 0.073 | 0.052 | 0.059

## Fig 1.15
Figure 1.15 Onshore wind cost and performance trajectories in selected countries, 2022-2024
Onshore wind
Total installed costs (2024 USD/kW)
|  |  | 2022 | 2023 | 2024
|  | China | 1171 | 1010 | 856
|  | United States | 1294 | 1537 | 1568
|  | Brazil | 1117 | 1099 | 1307
|  | India | 1191 | 1237 | 1110
|  | Germany | 2012 | 1792 | 1670
Capacity factor (%)
|  |  | 2022 | 2023 | 2024
|  | China | 35% | 35% | 33%
|  | United States | 44% | 40% | 44%
|  | Brazil | 50% | 54% | 53%
|  | India | 33% | 32% | 29%
|  | Germany | 28% | 29% | 35%
LCOE (2024 USD/kWh)
|  |  | 2022 | 2023 | 2024
|  | China | 0.028 | 0.026 | 0.029
|  | United States | 0.03 | 0.039 | 0.039
|  | Brazil | 0.025 | 0.025 | 0.03
|  | India | 0.039 | 0.047 | 0.048
|  | Germany | 0.057 | 0.054 | 0.047

## Fig 1.16
Figure 1.16 Hydropower cost and performance trajectories in selected countries, 2022-2024
Hydropower
Total installed costs (2024 USD/kW)
|  |  | 2022 | 2023 | 2024
|  | China | 2532 | 3891 | 2433
|  | Pakistan | 2565 |  | 2262
|  | Viet Nam | 2176 | 2408 | 926
|  | Ethiopia | 1031 | 2133 | 824
|  | Tanzania |  |  | 1371
Capacity factor (%)
|  |  | 2022 | 2023 | 2024
|  | China | 45% | 58% | 50%
|  | Pakistan | 51% |  | 41%
|  | Viet Nam | 44% | 44% | 40%
|  | Ethiopia | 35% | 43% | 35%
|  | Tanzania |  |  | 32%
LCOE (2024 USD/kWh)
|  |  | 2022 | 2023 | 2024
|  | China | 0.055 | 0.065 | 0.053
|  | Pakistan | 0.06 |  | 0.11
|  | Viet Nam | 0.058 | 0.066 | 0.031
|  | Ethiopia | 0.035 | 0.059 | 0.036
|  | Tanzania |  |  | 0.051

## Fig 1.17
Figure 1.17 Geothermal cost and performance trajectories in selected countries, 2022-2024
Geothermal
Total installed costs (2024 USD/kW)
|  |  | 2022 | 2023 | 2024
|  | New Zealand |  |  | 2987
|  | Indonesia | 4559 | 4551 | 6042
|  | Philippines | 4777 | 4148 | 4865
|  | Turkiye | 4076 |  | 1217
|  | Japan |  |  | 4934
Capacity factor (%)
|  |  | 2022 | 2023 | 2024
|  | New Zealand |  |  | 91%
|  | Indonesia | 85% | 82% | 85%
|  | Philippines | 60% | 74% | 79%
|  | Turkiye | 87% |  | 91%
|  | Japan |  |  | 88%
LCOE (2024 USD/kWh)
|  |  | 2022 | 2023 | 2024
|  | New Zealand |  |  | 0.042
|  | Indonesia | 0.072 | 0.075 | 0.09
|  | Philippines | 0.106 | 0.077 | 0.081
|  | Turkiye | 0.054 |  | 0.033
|  | Japan |  |  | 0.065

## Fig 1.18
Figure 1.18 Bioenergy cost and performance trajectories in selected countries, 2022-2024
Bioenergy
Total installed costs (2024 USD/kW)
|  |  | 2022 | 2023 | 2024
|  | China | 1962 | 2044 | 2180
|  | France | 5025 | 3486 | 3473
|  | India | 2371 | 1698 | 1858
|  | Japan | 4105 | 4247 | 4984
|  | Brazil | 1575 | 2326 | 3172
Capacity factor (%)
|  |  | 2022 | 2023 | 2024
|  | China | 70% | 68% | 67%
|  | France | 98% | 79% | 76%
|  | India | 72% | 73% | 68%
|  | Japan | 78% | 80% | 77%
|  | Brazil | 78% | 72% | 66%
LCOE (2024 USD/kWh)
|  |  | 2022 | 2023 | 2024
|  | China | 0.058 | 0.061 | 0.066
|  | France | 0.088 | 0.079 | 0.081
|  | India | 0.072 | 0.057 | 0.065
|  | Japan | 0.09 | 0.09 | 0.106
|  | Brazil | 0.052 | 0.071 | 0.118

## Fig 1.19
Figure 1.19 Historical and projected global TIC values
Total installed costs (2024 USD/kW)
|  | 2024 | 2025 | 2026 | 2027 | 2028 | 2029
| Solar PV | 691 | 599 | 534 | 478 | 430 | 388
| Onshore wind | 1041 | 998 | 960 | 925 | 892 | 861
| Offshore wind | 2852 | 2709 | 2596 | 2494 | 2401 | 2316

## Table 1.1
Table 1.1 Learning rates and cost elasticities for selected regions and technologies, 2024
| Solar PV | Learning rate (%) | Cost elasticity
| Africa | 21.9 | 1.7
| Asia | 26 | 1.91
| Europe | 49.1 | 0.5
| North America | 28.8 | 1.43
| Oceania | 35.3 | 1.14
| OECD | 37.5 | 0.95
| South America | 18.9 | 3.2
| World | 33.8 | 1.34
| Onshore wind | Learning rate (%) | Cost elasticity
| Africa | 9.6 | 2.04
| Asia | 14.4 | 2.31
| Eurasia | 14.9 | 1.61
| Europe | 32.4 | 0.52
| North America | 32.7 | 0.68
| Oceania | 32.4 | 1.58
| OECD | 31.9 | 0.78
| South America | 16.2 | 2.3
| World | 25 | 1.52
| Offshore wind | Learning rate (%) | Cost elasticity
| OECD | 16 | 0.83
| World | 15.7 | 2.56

## 2 Onshore wind>>
Contents

## Fig 2.1
Figure 2.1 Global weighted average and range total installed costs, capacity factors and LCOE for onshore wind, 2010-2024
Total installed cost (2024 USD/kW)
|  | 2010 | 2011 | 2012 | 2013 | 2014 | 2015 | 2016 | 2017 | 2018 | 2019 | 2020 | 2021 | 2022 | 2023 | 2024
| 5th percentile | 1440.3159 | 1454.9911 | 1487.0097 | 1430.1241 | 1368.8767 | 1414.6485 | 1395.1186 | 1374.9428 | 1381.3315 | 1317.5424 | 1236.3553 | 1014.5916 | 850.6281 | 794.1104 | 726.7684
| Weighted average | 2324.3257 | 2278.4538 | 2164.637 | 2233.5594 | 2147.3121 | 1956.3652 | 1960.4201 | 1963.0368 | 1864.9154 | 1765.9143 | 1589.2014 | 1506.1356 | 1353.333 | 1187.2054 | 1041.3256
| 95th percentile | 3271.3696 | 3324.5054 | 3493.4899 | 3587.7509 | 3580.0755 | 3416.3698 | 3079.365 | 3140.359 | 2877.4516 | 2866.1006 | 2672.9 | 2430.5216 | 2129.4558 | 2165.3069 | 2110.6859
Capacity factor (%)
|  | 2010 | 2011 | 2012 | 2013 | 2014 | 2015 | 2016 | 2017 | 2018 | 2019 | 2020 | 2021 | 2022 | 2023 | 2024
| 5th percentile | 20.15% | 20% | 19.89% | 20.25% | 19.96% | 21.17% | 21.79% | 23.3% | 25.39% | 25% | 26.52% | 28.5% | 27.8% | 28.61% | 24.44%
| Weighted average | 27.25% | 27.45% | 27.52% | 28.1% | 29.3% | 29.1% | 30.56% | 32.56% | 34.6% | 35.68% | 35.52% | 39.18% | 36.81% | 35.88% | 34.37%
| 95th percentile | 36.08% | 37.53% | 44.19% | 47.92% | 51.14% | 49.25% | 52.33% | 52.17% | 53.7% | 51.47% | 52% | 56.02% | 52.2% | 57% | 55.8%
LCOE (2024 USD/kWh)
|  | 2010 | 2011 | 2012 | 2013 | 2014 | 2015 | 2016 | 2017 | 2018 | 2019 | 2020 | 2021 | 2022 | 2023 | 2024
| 5th percentile | 0.073305 | 0.074345 | 0.072181 | 0.068272 | 0.060331 | 0.049957 | 0.044676 | 0.039934 | 0.034863 | 0.033242 | 0.026906 | 0.021713 | 0.018919 | 0.019736 | 0.02439
| Weighted average | 0.11268 | 0.10671 | 0.097705 | 0.098457 | 0.087883 | 0.075816 | 0.070178 | 0.065777 | 0.055872 | 0.048891 | 0.040604 | 0.03613 | 0.034221 | 0.033129 | 0.033981
| 95th percentile | 0.15474 | 0.16175 | 0.13426 | 0.14216 | 0.139 | 0.14308 | 0.1197 | 0.12014 | 0.096804 | 0.1028 | 0.086389 | 0.070099 | 0.059315 | 0.073225 | 0.074761

## Fig 2.2
Figure 2.2 Weighted-average rotor diameter and name plate capacity evolution, 2010-2024
Wind turbine characteristics
|  | Year | Nameplate Capacity (MW) | Rotor Diameter (m)
| Brazil | 2010 | 1.829 | 83.48
|  | 2024 | 5.1 | 156
| Canada | 2010 | 2.1719 | 90.403
|  | 2024 | 5.7 | 157
| China | 2010 | 1.47 | 75
|  | 2024 | 5.6 | 188
| France | 2010 | 2.1305 | 87.847
|  | 2024 | 3.1 | 118
| Germany | 2010 | 2.1444 | 84.835
|  | 2024 | 5.3 | 150
| India | 2010 | 1.3 | 77
|  | 2024 | 3.2 | 139
| Ireland | 2010 | 1.7766 | 71.092
|  | 2024 | 4.5 | 129
| Japan | 2010 | 1.9496 | 79.9589
|  | 2024 | 4.2 | 119
| Sweden | 2010 | 2.119 | 89.584
|  | 2024 | 6.2 | 164
| Türkiye | 2010 | 2.4118 | 90.656
|  | 2024 | 4.8 | 149
| United Kingdom | 2010 | 2.1726 | 86.876
|  | 2024 | 4.2 | 118
| United States | 2010 | 1.79 | 84.1
|  | 2024 | 3.7 | 140

## Fig 2.3
Figure 2.3 Share of wind turbine orders by supplier origin across regions and countries, 2024.
| Supplier Origin | Africa | Brazil | Central America and the Caribean | China | Eurasia | Europe | Middle East | Oceania | Other Asia | Other North America | Other South America | United States
| United States | [5 empty] | 1.956% |  | 44.49% | 0.4487% |  |  | 43.99%
| China | 41.81% | 100% |  | 100% | 57.06% | 19.13% | 100% | 0.5124% | 57.04% |  | 87.48%
| Europe | 58.19% |  | 100% |  | 42.94% | 78.92% |  | 55% | 9.557% | 100% | 12.52% | 56.01%
| India | [8 empty] | 32.95%

## Fig 2.4
Figure 2.4 Share of wind turbine installation by supplier origin across regions and countries, 2024.
| Supplier Origin | Brazil | Central America and the Caribbean | China | Europe | Oceania | Other Asia | Other North America | South America | United States
| United States | 2.792% |  |  | 7.502% | 7.507% | 21.27% |  |  | 63.41%
| Brazil | 10.73%
| China |  |  | 100% | 1.389% |  | 29.01%
| Europe | 86.48% | 100% |  | 91.11% | 92.49% | 14.55% | 100% | 100% | 36.59%
| India | [5 empty] | 31.9%
| Republic of Korea | [5 empty] | 3.277%

## Fig 2.5
Figure 2.5 Total installed costs of onshore wind projects and global weighted average, 2010-2024
Total installed cost (2024 USD/kW)
|  | 2010 | 2011 | 2012 | 2013 | 2014 | 2015 | 2016 | 2017 | 2018 | 2019 | 2020 | 2021 | 2022 | 2023 | 2024
| 5th percentile | 1440.3159 | 1454.9911 | 1487.0097 | 1430.1241 | 1368.8767 | 1414.6485 | 1395.1186 | 1374.9428 | 1381.3315 | 1317.5424 | 1236.3553 | 1014.5916 | 850.6281 | 794.1104 | 726.7684
| Weighted average | 2324.3257 | 2278.4538 | 2164.637 | 2233.5594 | 2147.3121 | 1956.3652 | 1960.4201 | 1963.0368 | 1864.9154 | 1765.9143 | 1589.2014 | 1506.1356 | 1353.333 | 1187.2054 | 1041.3256
| 95th percentile | 3271.3696 | 3324.5054 | 3493.4899 | 3587.7509 | 3580.0755 | 3416.3698 | 3079.365 | 3140.359 | 2877.4516 | 2866.1006 | 2672.9 | 2430.5216 | 2129.4558 | 2165.3069 | 2110.6859

## Fig 2.6
Figure 2.6 Total installed costs of onshore wind projects in top markets, 2010-2024
Weighted average total installed costs (2024 USD/kW)
Onshore wind
| Country | 2010 | 2011 | 2012 | 2013 | 2014 | 2015 | 2016 | 2017 | 2018 | 2019 | 2020 | 2021 | 2022 | 2023 | 2024 | Country | % increase | Country | % decrease/increase
| Australia | 4143.0844 | 4377.5988 | 3732.3983 | 2770.4345 | 3022.048 | 2819.8572 | 2630.9451 | 2043.2539 | 1901.996 | 1851.1416 | 2042.6674 | 1411.9064 | 1444.4694 | 1609.6876 | 1380.578 | Australia | -66.68% | Brazil | -100%
| Brazil | 3106.2415 | 3076.0622 | 3123.6356 | 3115.4062 | 2646.2332 | 2296.0448 | 2406.848 | 2065.9924 | 2097.0309 | 1855.5912 | 1704.8931 | 1306.2151 | 1117.2098 | 1099.1747 | 1307.0447 | Brazil | -57.92% | Canada | -100%
| Canada | 3207.7691 | 2958.6248 | 3223.1608 | 3108.9061 | 2909.7208 | 3005.7169 | 2815.1241 | 2471.4183 | 2210.7149 | 2894.3308 | 1658.6507 | 1553.9706 | 1819.9978 | 1454.158 | 1237.528 | Canada | -61.42% | China | -100%
| China | 1765.1776 | 1717.2559 | 1679.9304 | 1595.8261 | 1620.231 | 1573.0075 | 1567.4216 | 1485.1299 | 1538.8014 | 1455.7869 | 1487.7152 | 1314.7834 | 1170.7757 | 1009.8615 | 855.9663 | China | -51.51% | Denmark | -100%
| Finland |  |  |  | 2142.763 | 2414.3434 | 2799.0307 | 2548.3453 | 2500.0956 | 2328.8397 | 1702.5784 | 1461.2659 | 1924.0934 | 1878.5814 | 1451.2473 | 1423.626 | Finland | -33.56% | France | -100%
| France | 2950.0625 | 2644.9488 | 2400.0531 | 2262.0084 | 2137.2783 | 2131.6884 | 2109.2136 | 2402.6625 | 2320.5564 | 2101.7979 | 1823.7269 | 2020.2809 | 2035.8131 | 1787.5143 | 1860.483 | France | -36.93% | Germany | -100%
| Germany | 2704.8191 | 2704.8191 | 2457.3227 | 2427.5456 | 2394.8912 | 2350.2859 | 2305.4781 | 2305.1191 | 2267.1846 | 2098.5998 | 2089.1129 | 1944.242 | 2011.7394 | 1791.8258 | 1669.5274 | Germany | -38.28% | India | -100%
| India | 1607.2868 | 1439.2247 | 1727.3567 | 1775.4885 | 1697.2586 | 1517.225 | 1395.644 | 1379.8824 | 1381.2401 | 1255.7197 | 1222.0443 | 1051.7812 | 1191.101 | 1236.9871 | 1110.2696 | India | -30.92% | Italy | -100%
| Italy | 3042.5768 | 3732.3773 | 3492.0936 | 2409.1722 | 2361.5297 | 2527.5357 | 2129.8731 | 3047.6231 | 2093.7975 | 1988.9233 | 2037.3178 | 1564.4203 | 1538.439 | 1401.7706 | 1408.1317 | Italy | -53.72% | Japan | #VALUE!
| Poland | 3129.8416 | 2691.8179 | 2684.6996 | 2759.5074 | 2486.0279 | 2310.5484 | 2298.1565 | 1712.2026 |  |  | 1739.901 | 1920.2417 | 1748.9163 | 1719.291 | 1838.4746 | Poland | -41.26% | Mexico | #DIV/0!
| Spain | 2917.3316 | 2838.111 | 2489.7917 | 2478.4744 | 2087.6608 | 1974.0001 | 1944.6505 | 2134.4263 | 2785.8483 | 1848.0563 | 1450.2231 | 1330.7665 | 1230.439 | 1185.8472 | 1398.8328 | Spain | -52.05% | Spain | -100%
| Sweden | 2773.2756 | 2551.4077 | 2775.2464 | 2391.9924 | 2555.2754 | 2284.8971 | 2101.6313 | 1903.3884 | 1520.0822 | 1595.3413 | 1598.3813 | 1499.7077 | 1313.1234 | 1571.2723 | 1772.9311 | Sweden | -36.07% | Sweden | -100%
| Turkey | 2878.3501 | 2664.8209 | 2109.2737 | 2326.016 | 2246.1887 | 2313.6028 | 2332.5867 | 2105.3983 | 2232.7158 | 2003.9863 | 1585.4624 | 1455.2288 | 1757.8634 | 1468.1519 | 1423.6986 | Turkey | -50.54% | Turkey | -100%
| United Kingdom | 2646.6775 | 2809.9114 | 2747.881 | 2761.2529 | 2697.6062 | 2657.2209 | 2491.1299 | 2516.6323 | 2198.3962 | 2258.5916 | 2047.4076 | 2203.4103 | 1573.62 | 1303.0585 | 1925.6209 | United Kingdom | -27.24% | United Kingdom | -100%
| United States | 2849.9273 | 2822.2311 | 2583.0356 | 2390.0033 | 2267.463 | 2168.617 | 2216.7739 | 2007.2701 | 1957.1404 | 1849.7708 | 1635.2646 | 1569.4893 | 1294.4512 | 1536.6307 | 1567.8128 | United States | -44.99% | United States | -100%

## Fig 2.7
Figure 2.7 Onshore wind weighted average total installed costs in smaller markets by country, 2010-2024
Weighted average total installed costs (2024 USD/kW)
Onshore wind
| Country | 2010 | 2011 | 2012 | 2013 | 2014 | 2015 | 2016 | 2017 | 2018 | 2019 | 2020 | 2021 | 2022 | 2023 | 2024
| Argentina |  |  | 2795.6885 | 2964.0636 | 2634.6932 | 2536.5636 |  | 2615.0557 | 2041.8737 | 1779.308 | 1997.6708 | 2025.6992 | 1553.469 | 1898.0304 | 1668.8263
| Austria |  |  | 2452.0676 | 3048.5733 | 2546.3778 | 2474.702 | 2533.3489 | 2032.1907 | 1930.5812 |  |  |  | 1537.0565 | 1614.0301 | 1701.5581
| Chile |  | 3265.2345 | 2454.1102 | 2466.1237 | 2623.9038 | 2706.7129 | 2367.7675 | 2134.7585 | 2079.7524 | 2937.134 | 1804.7832 | 1787.5027 | 1363.8017 | 1569.7343 | 1313.2932
| Costa Rica | 2011: 2634.9924; 2012: 4005.4362; 2014: 3071.7205; 2015: 3159.3947; 2016: 3115.3202; 2017: 2513.8694
| Croatia |  | 2428.2142 | 2020.5811 |  | 2959.7676 | 2107.1048 | 2337.5457 | 2337.5457 |  |  | 1968.6196 | 1824.5576 |  | 1558.5876
| Cyprus | 2010: 2242.558; 2011: 2373.0989; 2012: 2535.3739; 2013: 2737.7533; 2016: 2297.8097
| Denmark | 2829.3087 | 3043.0787 | 2452.0676 | 2669.61 |  | 2263.447 | 2263.447 | 2085.5104 | 2266.0054 | 2262.8469 | 2262.8469
| Dominican Republic |  | 1679.6967 | 2944.0833 | 2581.7701 | 2642.6043 |  | 2996.2627 | 2430.3479 | 2490.7292 | 2067.6598 | 2426.7167 |  |  |  | 2108.0067
| Egypt | 2010: 1834.4723; 2015: 2301.6252; 2018: 2081.4964; 2020: 1724.0738; 2021: 1622.5136; 2022: 1558.2034; 2024: 1435.4923
| Ethiopia | 2011: 3150.0656; 2012: 2952.2027; 2015: 2835.4728; 2016: 3113.1615; 2019: 2262.8469; 2022: 2273.4587
| Greece | 3004.0971 | 1926.8021 | 2703.5617 |  | 2429.4331 | 2414.3434 | 2054.6866 | 2279.9392 | 2511.1647 | 2192.3789 | 2202.5787 | 1540.4362 | 1963.8437 | 1600.845 | 1966.8938
| Indonesia | 2017: 3097.2996; 2018: 2381.9441; 2019: 2658.1834; 2020: 2529.2843
| Ireland | 4238.241 | 2580.4403 | 2580.4403 | 2580.4403 | 2613.1998 | 2308.9361 | 2181.8395 | 2407.8266 | 2414.5077 | 2805.1278 | 2634.9849 |  | 2153.3099 | 1837.4155 | 1605.3455
| Japan | 3269.4234 | 2779.0099 | 4129.4739 | 3679.0939 | 3476.6293 | 2766.4352 | 3269.8426 | 2942.6119 | 3109.3265 | 2694.5742 | 3752.8498 | 3556.9552 | 3737.1768 | 2441.4167 | 2891.0807
| Mexico | 3341.088 | 3049.8962 | 2645.8154 | 2964.0051 | 3016.5842 | 2583.2227 | 2419.2765 | 2322.0453 | 1799.0248 | 2106.4868 | 1805.0089 | 1671.3992 | 1614.2597
| Morocco |  | 2468.0407 | 2893.7976 | 2389.4254 | 2510.7245 |  | 1753.0046 | 1744.0911 | 2485.0147 |  | 1581.6979 | 1063.33 | 1998.6305 | 1637.9556 | 1215.7407
| Netherlands | 2158.9256 |  | 2634.4008 | 2047.7112 | 2464.6423 | 3128.7477 | 2206.6844 | 3123.1643 | 2832.8473 | 2525.5613 | 2425.6338 | 2448.4737 | 1878.9959 | 1741.3722 | 1684.5153
| New Zealand | 2011: 2300.481; 2014: 3476.1094; 2015: 2958.7542; 2020: 1575.9234; 2021: 1521.1007; 2023: 1717.7536; 2024: 1162.308
| Norway |  |  | 2640.6881 | 2509.3958 |  | 2047.0573 | 2198.6992 | 2272.3748 | 2302.9466 | 2117.2172 | 1491.7999 | 1750.19
| Pakistan | 2012: 3241.6244; 2014: 1895.6171; 2015: 3166.6994; 2016: 3263.7984; 2017: 3162.65; 2018: 2531.6215; 2021: 2124.568; 2022: 1321.4262
| Panama | 2013: 2253.8297; 2014: 2061.5612; 2015: 2489.7917; 2016: 2490.5292
| Peru | 2013: 2116.6136; 2014: 3380.6094; 2015: 2992.7799; 2018: 1488.6826; 2023: 1301.5318; 2024: 1064.9718
| Philippines | 2013: 3771.9913; 2014: 3390.6376; 2015: 3362.8194; 2016: 3343.7661; 2017: 3549.0042; 2019: 2224.0694; 2023: 1693.0611; 2024: 2324.5931
| Portugal | 2452.0676 | 2878.5738 | 2955.0558 | 2399.0229 | 2338.8952 | 2376.6193 | 2133.1534 | 2208.8423 | 2092.1806
| Republic of Korea | 2887.8821 | 2678.6654 | 2881.8422 |  |  | 2866.1913 | 2782.6875 | 2724.3724 | 2687.7919 | 2629.4165 |  | 2733.8119 | 2687.3215 | 2098.9724 | 2614.5511
| Russian Federation | 2015: 2814.9963; 2018: 2386.038; 2019: 1833.6808; 2020: 1913.0445; 2021: 1667.736; 2022: 1518.4456; 2023: 1756.9988; 2024: 1483.2411
| South Africa |  |  | 2663.954 | 2937.3922 | 2809.2309 | 2577.9547 | 2214.4169 | 2381.0902 |  | 2234.355 | 2036.2811 | 2117.2358 | 1685.8346 | 1773.3757
| Ukraine |  | 1425.7546 | 2967.3795 | 3058.1683 | 2452.0676 |  |  | 2371.7726 |  | 2484.6566 | 1735.9151 | 1402.7366 |  | 1641.5359
| Uruguay | 2011: 4094.3241; 2012: 3932.8245; 2013: 2791.0367; 2014: 2862.3022; 2015: 2483.301; 2017: 2765.1476
| Viet Nam |  | 2514.4704 | 3303.9006 | 3105.5793 |  | 2492.3066 | 2517.6068 | 2639.3531 |  | 2721.9194 | 2739.805 | 1747.7061 | 1828.299 | 1730.5927 | 1695.5221

## Fig 2.8
Figure 2.8 Breakdown of total installed wind project costs by component selected countries, 2024
| Cost Component | France | South Africa | Germany | Sweden | United States | Mexico | Spain | Brazil | India | Turkiye | Australia | Canada | China
| Bearings and Shaft | 7.022% | 6.254% | 5.728% | 6.793% | 6.731% | 6.516% | 6.368% | 7.07% | 6.708% | 6.783% | 6.825% | 6.413% | 6.085%
| Blades | 24.67% | 24.61% | 20.41% | 20.89% | 27.95% | 24.65% | 23.91% | 25.38% | 28.07% | 25.91% | 25.3% | 21.54% | 29.62%
| Converter | 5.455% | 5.166% | 5.101% | 4.948% | 4.839% | 4.479% | 4.232% | 5.299% | 4.062% | 4.333% | 4.758% | 5.416% | 5.987%
| Gearbox | 10.67% | 11.27% | 9.528% | 10.72% | 11.31% | 11.68% | 10.48% | 9.534% | 8.235% | 11.84% | 12.26% | 11.64% | 9.991%
| Generator | 8.407% | 5.452% | 9.562% | 4.237% | 4.711% | 3.849% | 3.002% | 3.785% | 3.139% | 3.019% | 4.012% | 7.159% | 3.805%
| Hub and Pitch | 6.336% | 5.692% | 5.215% | 6.12% | 6.158% | 5.87% | 5.847% | 6.409% | 5.992% | 6.111% | 6.215% | 5.764% | 5.645%
| Nacelle | 10.51% | 9.306% | 8.489% | 9.954% | 10.1% | 9.548% | 9.441% | 10.62% | 10.11% | 9.94% | 10.06% | 9.385% | 9.418%
| Structure | 5.657% | 4.976% | 4.523% | 5.265% | 5.387% | 5.05% | 5.023% | 5.726% | 5.488% | 5.257% | 5.337% | 4.961% | 5.071%
| Tower | 21.28% | 27.27% | 31.44% | 31.07% | 22.81% | 28.37% | 31.7% | 26.18% | 28.2% | 26.8% | 25.23% | 27.72% | 24.38%

## Fig 2.10
Figure 2.10 Capacity factor of onshore wind projects and global weighted average, 2010-2024
Capacity factor (%)
|  | 2010 | 2011 | 2012 | 2013 | 2014 | 2015 | 2016 | 2017 | 2018 | 2019 | 2020 | 2021 | 2022 | 2023 | 2024
| 5th percentile | 20.15% | 20% | 19.89% | 20.25% | 19.96% | 21.17% | 21.79% | 23.3% | 25.39% | 25% | 26.52% | 28.5% | 27.8% | 28.61% | 24.44%
| Weighted average | 27.25% | 27.45% | 27.52% | 28.1% | 29.3% | 29.1% | 30.56% | 32.56% | 34.6% | 35.68% | 35.52% | 39.18% | 36.81% | 35.88% | 34.37%
| 95th percentile | 36.08% | 37.53% | 44.19% | 47.92% | 51.14% | 49.25% | 52.33% | 52.17% | 53.7% | 51.47% | 52% | 56.02% | 52.2% | 57% | 55.8%

## Fig 2.11
Figure 2.11 Onshore wind weighted average capacity factors for new capacity in top markets, 2010-2024
Capacity factor (%)
Onshore wind
| Country | 2010 | 2011 | 2012 | 2013 | 2014 | 2015 | 2016 | 2017 | 2018 | 2019 | 2020 | 2021 | 2022 | 2023 | 2024 | Country | % increase
| Australia | 34.08% | 40.25% | 34.5% | 32.39% | 33.75% | 35.77% | 34.38% | 34.44% | 37.89% | 37.63% | 34.72% | 38.95% | 38.43% | 35.58% | 34.92% | Australia | 2.452%
| Brazil | 36% | 42.93% | 44.08% | 45.57% | 45.64% | 45.51% | 47.38% | 47.52% | 46.74% | 51.2% | 49.02% | 51.84% | 49.88% | 54.45% | 53.11% | Brazil | 47.53%
| Canada | 32.37% | 33.17% | 30.38% | 31.08% | 32.52% | 35.32% | 32.7% | 34.16% | 35.75% | 39.31% | 38.06% | 45.16% | 46.79% | 38.56% | 39.26% | Canada | 21.26%
| China | 25.43% | 25.22% | 24.12% | 23.65% | 24.14% | 24.23% | 24.91% | 29.05% | 26.93% | 31.42% | 33.14% | 36.08% | 35.44% | 34.54% | 32.65% | China | 28.41%
| Finland |  |  |  | 36.41% | 29% | 32.85% | 35.98% | 37.81% | 39.41% | 37% | 38.14% | 37.75% | 34.05% | 30.89% | 34.31% | Finland | -5.778%
| France | 26.46% | 26.39% | 26.32% | 26.5% | 26.46% | 26.8% | 27.64% | 26.25% | 30.93% | 33% | 32.23% | 33.93% | 31.89% | 33.41% | 30.11% | France | 13.82%
| Germany | 24% | 24% | 24.02% | 24.11% | 25.27% | 26.11% | 26.93% | 27.13% | 31.26% | 31.12% | 34.05% | 27.68% | 28% | 28.91% | 34.57% | Germany | 44.04%
| India | 24.74% | 23.17% | 23.18% | 23.37% | 22.68% | 23.34% | 23.64% | 28.25% | 34.71% | 32.19% | 33.32% | 35.23% | 32.52% | 32.19% | 29.47% | India | 19.11%
| Italy | 25.42% | 25.25% | 25.46% | 25.25% | 25% | 26.02% | 28.74% | 30.42% | 33% | 33% | 32.55% | 33% | 33.24% | 30% | 29.18% | Italy | 14.78%
| Poland | 22.15% | 22.32% | 23% | 20.3% | 24.08% | 26.78% | 28.44% | 28.45% |  |  | 38.24% | 35.93% | 30.13% | 34.25% | 34.6% | Poland | 56.2%
| Spain | 26.7% | 26.7% | 26.7% | 26.7% | 26.7% | 30.17% | 30.96% | 33.48% | 28.18% | 38.55% | 37.91% | 42.52% | 32.13% | 33.21% | 33.71% | Spain | 26.24%
| Sweden | 28.6% | 27.8% | 29.65% | 31.35% | 29.85% | 30.28% | 32.83% | 33.64% | 36.96% | 37.92% | 37.78% | 36.88% | 34.99% | 37.06% | 33.85% | Sweden | 18.35%
| Turkey | 25.8% | 32.56% | 30.39% | 32.1% | 30.61% | 32.53% | 37.05% | 36.77% | 34.6% | 34.3% | 37.34% | 39.2% | 38.27% | 32.88% | 33.84% | Turkey | 31.14%
| United Kingdom | 30.1% | 29.54% | 31.76% | 30.14% | 29.96% | 31.02% | 33.15% | 33.41% | 40.52% | 32.82% | 36.83% | 41.14% | 37.95% | 42.34% | 40.99% | United Kingdom | 36.18%
| United States | 32.86% | 30.54% | 31.34% | 34.55% | 39.98% | 39.41% | 41.01% | 42.06% | 43.59% | 43.8% | 42.52% | 45.1% | 43.86% | 39.87% | 44.37% | United States | 35.06%

## Fig 2.12
Figure 2.12 Onshore wind weighted average capacity factors for new projects in smaller markets by country, 2010-2024
Capacity factor (%)
Onshore wind
| Country | 2010 | 2011 | 2012 | 2013 | 2014 | 2015 | 2016 | 2017 | 2018 | 2019 | 2020 | 2021 | 2022 | 2023 | 2024
| Argentina |  |  | 41.28% | 43.02% | 44.11% | 44.21% |  | 42.69% | 47.82% | 48.25% | 47.66% | 49.22% | 53% | 46% | 47.77%
| Austria |  |  | 24% | 18% | 24% | 25% | 27.5% | 25.35% | 27% |  |  |  | 21.92% | 32.83% | 27.89%
| Chile |  | 27.95% | 30.25% | 30.26% | 30.97% | 31.76% | 32.78% | 30.62% | 39.5% | 38.45% | 43.41% | 42.63% | 26.6% | 35.66% | 35.76%
| Costa Rica | 2011: 32.05%; 2012: 32.46%; 2014: 48%; 2015: 49.11%; 2016: 47.07%; 2017: 54.36%
| Croatia |  | 21% | 21.07% |  | 21% | 27.71% | 38.03% | 38.03% |  |  | 38% | 36.23% |  | 33.33%
| Cyprus | 2010: 23.66%; 2011: 23.34%; 2012: 19.04%; 2013: 16.65%; 2016: 22.63%
| Denmark | 27% | 28% | 29% | 30% |  | 34% | 35% | 36.73% | 39.44% | 39% | 39%
| Dominican Republic |  | 32.53% | 31.93% | 33.45% | 22.07% |  | 41.86% | 43.19% | 39% | 43% | 43% |  |  |  | 35.39%
| Egypt | 2010: 37.78%; 2015: 45.66%; 2018: 45.42%; 2020: 45.66%; 2021: 45.66%; 2022: 45.66%; 2024: 46.52%
| Ethiopia | 2011: 37.99%; 2012: 37%; 2015: 35.74%; 2016: 36.53%; 2019: 36.3%; 2022: 44.43%
| Greece | 25% | 26% | 27% |  | 26% | 26% | 26.71% | 28.83% | 29.15% | 31.53% | 28.88% | 26.17% | 36% | 39.05% | 30.08%
| Indonesia | 2017: 29.39%; 2018: 38.05%; 2019: 26.2%; 2020: 32.25%
| Ireland | 34.29% | 33% | 33% | 33% | 28.81% | 40% | 42.88% | 38.31% | 40.61% | 38.77% | 26.94% |  | 40% | 46.76% | 47.31%
| Japan | 24% | 24% | 25% | 25% | 25% | 25% | 19.68% | 25.27% | 24.68% | 25% | 34.63% | 24.31% | 24.99% | 24.97% | 27.76%
| Mexico | 40.17% | 40.86% | 45.41% | 41.58% | 40.7% | 38.02% | 35.57% | 38.86% | 43.47% | 35.01% | 36.07% | 37.03% | 33.39%
| Morocco |  | 44.67% | 39.95% | 42.45% | 45% |  | 38.92% | 42% | 45% |  | 39% | 25.37% | 39.27% | 48.6% | 40.25%
| Netherlands | 28% |  | 25% | 27.98% | 25.6% | 31.62% | 28.69% | 31.31% | 49.93% | 39.17% | 48.47% | 41.22% | 33.1% | 37.06% | 40.64%
| New Zealand | 2011: 33.83%; 2014: 44.86%; 2015: 43.65%; 2020: 40.3%; 2021: 38.97%; 2023: 39.64%; 2024: 31.93%
| Norway |  |  | 27% | 32% |  | 38.57% | 34.62% | 40.33% | 38.1% | 35.73% | 38.83% | 43.18%
| Pakistan | 2012: 31.43%; 2014: 32.21%; 2015: 30.98%; 2016: 35.9%; 2017: 32.02%; 2018: 35.92%; 2021: 38%; 2022: 35.43%
| Panama | 2013: 31.13%; 2014: 31%; 2015: 32%; 2016: 23.79%
| Peru | 2013: 45.87%; 2014: 45.74%; 2015: 52.73%; 2018: 51.77%; 2023: 50.29%; 2024: 44%
| Philippines | 2013: 28.56%; 2014: 29.7%; 2015: 28.5%; 2016: 27%; 2017: 35%; 2019: 33%; 2023: 35%; 2024: 34.8%
| Portugal | 27% | 23% | 27% | 23% | 28% | 28% | 23.78% | 38.81% | 38.81%
| Republic of Korea | 26.1% | 26.5% | 24.62% |  |  | 24.34% | 33.63% | 33.63% | 40% | 36.78% |  | 37% | 29.7% | 33% | 31.63%
| Russian Federation | 2015: 33.28%; 2018: 45%; 2019: 36.14%; 2020: 36.26%; 2021: 36.86%; 2022: 40.79%; 2023: 32.02%; 2024: 27.04%
| South Africa |  |  | 29.46% | 27.08% | 29.92% | 32.41% | 33.37% | 40.45% |  | 40.93% | 40.79% | 43.97% | 46.52% | 47%
| Ukraine | 2013: 27%; 2014: 27%; 2017: 30.88%; 2019: 40.44%; 2020: 42.09%; 2021: 39.76%; 2023: 39.6%
| Uruguay | 2011: 42%; 2012: 44.52%; 2013: 44.83%; 2014: 40.62%; 2015: 42.76%; 2017: 48.31%
| Viet Nam |  | 32% | 38.32% | 34.76% |  | 32% | 37.51% | 40.1% |  | 33.81% | 42.75% | 33.97% | 36.07% | 38.38% | 41.69%

## Fig 2.13
Figure 2.13 Full-service (initial and renewal) O&M pricing indexes and weighted average O&M costs in selected countries, 2010-2024
O&M costs (2024 USD/kW/year)
|  | Full-Service Renewal Contracts | Initial Full-Service Contracts | Denmark | Germany | Ireland | Sweden | United States | Norway | Japan | Brazil
| 2010 |  | 66.6759 | 52.559 | 100.3039 | 106.6991 | 79.803 | 55.7047 | 76.6032 | 102.8413 | 37.8515
| 2011 | 53.6505 | 70.3925 | 51.0179 | 97.363 | 93.7992 | 83.1659 | 54.5523 | 75.1301 | 101.7619 | 36.8693
| 2012 | 45.9635 | 47.8171 | 49.4769 | 94.4221 | 65.5385 | 79.9904 | 53.3881 | 69.3508 | 100.6826 | 35.8871
| 2013 | 41.2514 | 67.1589 | 46.5225 | 88.7839 | 69.2049 | 69.5002 | 52.2239 | 72.1249 | 99.6032 | 34.9049
| 2014 | 62.9477 | 37.4582 | 37.5561 | 83.1457 | 103.6509 | 72.1852 | 51.0715 | 64.2852 | 98.5238 | 33.9228
| 2015 | 42.9443 | 27.2967 | 53.9497 | 77.5075 | 50.1102 | 50.676 | 49.9073 | 53.571 | 97.4445 | 32.9406
| 2016 | 38.5421 | 33.2674 | 42.3224 | 71.8693 | 44.2589 | 52.8683 | 48.7431 | 51.89 | 96.3651 | 31.9584
| 2017 | 31.6474 | 26.1233 | 35.7414 | 76.5605 | 34.7545 | 41.515 | 47.5789 | 50.2091 | 95.2858 | 30.9762
| 2018 |  | 22.655 | 35.6326 | 81.2518 | 30.1402 | 36.0031 | 46.4265 | 52.5718 | 123.4971 | 29.994
| 2019 | 25.2958 | 19.5859 | 48.738 | 59.4581 | 26.057 | 31.1257 | 45.4151 | 50.2091 | 112.6037 | 29.0118
| 2020 | 26.8338 | 21.3025 | 32.7149 | 64.6693 | 28.3408 | 33.8538 | 41.1935 | 54.6097 | 122.4729 | 28.0296
| 2021 | 33.4248 | 17.145 | 32.856 | 52.0483 | 22.8098 | 27.2468 | 40.1587 | 43.9519 | 98.5707 | 29.1336
| 2022 |  | 16.8169 | 32.2272 | 51.0522 | 22.3732 | 26.7253 | 39.3901 | 43.1107 | 96.6843 | 23.2714
| 2023 |  | 17.4901 | 33.5174 | 53.0959 | 23.2689 | 27.7952 | 40.967 | 44.8366 | 100.5548 | 20.1322
| 2024 |  | 16.1176 | 30.8871 | 48.9293 | 21.4429 | 25.614 | 37.7521 | 41.318 | 92.6638 | 20.0478

## Fig 2.14
Figure 2.14 LCOE of onshore wind projects and global weighted average, 2010-2024
LCOE (2024 USD/kWh)
|  | 2010 | 2011 | 2012 | 2013 | 2014 | 2015 | 2016 | 2017 | 2018 | 2019 | 2020 | 2021 | 2022 | 2023 | 2024
| 5th percentile | 0.073305 | 0.074345 | 0.072181 | 0.068272 | 0.060331 | 0.049957 | 0.044676 | 0.039934 | 0.034863 | 0.033242 | 0.026906 | 0.021713 | 0.018919 | 0.019736 | 0.02439
| Weighted average | 0.11268 | 0.10671 | 0.097705 | 0.098457 | 0.087883 | 0.075816 | 0.070178 | 0.065777 | 0.055872 | 0.048891 | 0.040604 | 0.03613 | 0.034221 | 0.033129 | 0.033981
| 95th percentile | 0.15474 | 0.16175 | 0.13426 | 0.14216 | 0.139 | 0.14308 | 0.1197 | 0.12014 | 0.096804 | 0.1028 | 0.086389 | 0.070099 | 0.059315 | 0.073225 | 0.074761

## Fig 2.15
Figure 2.15 Weighted average LCOE of commissioned onshore wind projects in top markets, 2010-2024.
LCOE (2024 USD/kWh)
Onshore wind
| Country | 2010 | 2011 | 2012 | 2013 | 2014 | 2015 | 2016 | 2017 | 2018 | 2019 | 2020 | 2021 | 2022 | 2023 | 2024 | Country | % decrease
| Australia | 0.14365 | 0.12317 | 0.11992 | 0.09678 | 0.09399 | 0.079404 | 0.076084 | 0.061234 | 0.048564 | 0.046055 | 0.051951 | 0.034565 | 0.034044 | 0.042991 | 0.041198 | Australia | -71.32%
| Brazil | 0.12241 | 0.098801 | 0.094422 | 0.087394 | 0.072658 | 0.061347 | 0.059509 | 0.049829 | 0.049469 | 0.0376 | 0.035511 | 0.025879 | 0.024556 | 0.024863 | 0.029552 | Brazil | -75.86%
| Canada | 0.1233 | 0.10878 | 0.12067 | 0.11091 | 0.096836 | 0.089019 | 0.089081 | 0.071616 | 0.058735 | 0.06276 | 0.039753 | 0.032151 | 0.033634 | 0.037054 | 0.034565 | Canada | -71.97%
| China | 0.091521 | 0.086309 | 0.08475 | 0.079412 | 0.074813 | 0.069394 | 0.064108 | 0.050431 | 0.052863 | 0.041049 | 0.037784 | 0.030439 | 0.028142 | 0.02639 | 0.028865 | China | -68.46%
| Finland |  |  |  | 0.069513 | 0.090377 | 0.084549 | 0.070281 | 0.060702 | 0.053376 | 0.041401 | 0.034659 | 0.039699 | 0.043307 | 0.043269 | 0.041738 | Finland | -39.96%
| France | 0.14824 | 0.13049 | 0.11598 | 0.10504 | 0.095984 | 0.089726 | 0.08219 | 0.09024 | 0.070148 | 0.057362 | 0.050406 | 0.049262 | 0.052076 | 0.04914 | 0.06048 | France | -59.2%
| Germany | 0.15599 | 0.14899 | 0.13249 | 0.12366 | 0.11014 | 0.098854 | 0.089021 | 0.08603 | 0.072073 | 0.05932 | 0.0506 | 0.055394 | 0.056827 | 0.054088 | 0.047306 | Germany | -69.67%
| India | 0.099874 | 0.091892 | 0.10667 | 0.10297 | 0.10123 | 0.085497 | 0.074051 | 0.059526 | 0.046707 | 0.046444 | 0.042088 | 0.032794 | 0.038999 | 0.047385 | 0.047573 | India | -52.37%
| Italy | 0.15035 | 0.17315 | 0.15642 | 0.11275 | 0.10732 | 0.10373 | 0.079161 | 0.096508 | 0.062458 | 0.057376 | 0.057051 | 0.044322 | 0.043316 | 0.051172 | 0.056042 | Italy | -62.73%
| Poland | 0.17722 | 0.1524 | 0.13943 | 0.1621 | 0.11651 | 0.094071 | 0.085248 | 0.064732 |  |  | 0.043032 | 0.047496 | 0.052487 | 0.050185 | 0.055621 | Poland | -68.62%
| Spain | 0.13029 | 0.12254 | 0.1055 | 0.101 | 0.084089 | 0.068163 | 0.062826 | 0.061838 | 0.085241 | 0.042245 | 0.033818 | 0.027421 | 0.034047 | 0.036344 | 0.042651 | Spain | -67.26%
| Sweden | 0.12639 | 0.11988 | 0.11607 | 0.092265 | 0.09985 | 0.081278 | 0.069283 | 0.062108 | 0.045941 | 0.043976 | 0.041934 | 0.03941 | 0.038426 | 0.044365 | 0.056413 | Sweden | -55.37%
| Turkey | 0.14164 | 0.10474 | 0.092479 | 0.093649 | 0.10221 | 0.089063 | 0.07971 | 0.071855 | 0.079998 | 0.076363 | 0.055197 | 0.048889 | 0.057257 | 0.078817 | 0.069441 | Turkey | -50.97%
| United Kingdom | 0.1131 | 0.11616 | 0.10347 | 0.10293 | 0.097145 | 0.088614 | 0.076442 | 0.07261 | 0.050657 | 0.061841 | 0.04995 | 0.046096 | 0.036205 | 0.031917 | 0.045932 | United Kingdom | -59.39%
| United States | 0.11352 | 0.11973 | 0.10148 | 0.083434 | 0.068726 | 0.062426 | 0.057356 | 0.050258 | 0.046169 | 0.041584 | 0.03704 | 0.032069 | 0.029544 | 0.039034 | 0.038707 | United States | -65.9%

## Fig 2.16
Figure 2.16 Onshore wind weighted average LCOE in smaller markets by country, 2010-2024
LCOE (2024 USD/kWh)
Onshore wind
| Country | 2010 | 2011 | 2012 | 2013 | 2014 | 2015 | 2016 | 2017 | 2018 | 2019 | 2020 | 2021 | 2022 | 2023 | 2024
| Argentina |  |  | 0.12286 | 0.12407 | 0.10819 | 0.10349 |  | 0.10906 | 0.077706 | 0.068267 | 0.076345 | 0.074447 | 0.05416 | 0.10496 | 0.078016
| Austria |  |  | 0.12294 | 0.18731 | 0.11573 | 0.10284 | 0.091087 | 0.079388 | 0.068182 |  |  |  | 0.061347 | 0.046528 | 0.060438
| Chile |  | 0.14458 | 0.10142 | 0.099871 | 0.098476 | 0.093859 | 0.079383 | 0.074858 | 0.055609 | 0.079511 | 0.042905 | 0.043126 | 0.05577 | 0.050042 | 0.045646
| Costa Rica | 2011: 0.10404; 2012: 0.14357; 2014: 0.073467; 2015: 0.071539; 2016: 0.081542; 2017: 0.050918
| Croatia |  | 0.16773 | 0.13814 |  | 0.17635 | 0.095582 | 0.093983 | 0.069878 |  |  | 0.052731 | 0.050064 |  | 0.054897
| Cyprus | 2010: 0.14512; 2011: 0.14746; 2012: 0.18301; 2013: 0.21405; 2016: 0.11725
| Denmark | 0.13251 | 0.12944 | 0.1003 | 0.098118 |  | 0.069349 | 0.060914 | 0.050293 | 0.047976 | 0.04931 | 0.04366
| Dominican Republic |  | 0.081268 | 0.12373 | 0.084932 | 0.1603 |  | 0.090598 | 0.069971 | 0.077028 | 0.057804 | 0.064274 |  |  |  | 0.08117
| Egypt | 2010: 0.07695; 2015: 0.070665; 2018: 0.062974; 2020: 0.050842; 2021: 0.047932; 2022: 0.046307; 2024: 0.05848
| Ethiopia | 2011: 0.11615; 2012: 0.10886; 2015: 0.097383; 2016: 0.099521; 2019: 0.067544; 2022: 0.051252
| Greece | 0.15132 | 0.1002 | 0.12065 |  | 0.10768 | 0.10275 | 0.085101 | 0.082589 | 0.085583 | 0.071259 | 0.072436 | 0.058684 | 0.051068 | 0.047297 | 0.070205
| Indonesia | 2017: 0.13598; 2018: 0.071615; 2019: 0.10999; 2020: 0.085121
| Ireland | 0.15777 | 0.10458 | 0.093224 | 0.091312 | 0.1144 | 0.060244 | 0.05178 | 0.059378 | 0.053343 | 0.062456 | 0.078627 |  | 0.043268 | 0.035807 | 0.03393
| Japan | 0.18692 | 0.16194 | 0.20431 | 0.18206 | 0.16989 | 0.13972 | 0.19531 | 0.13739 | 0.15422 | 0.13173 | 0.11716 | 0.15304 | 0.15601 | 0.12678 | 0.13593
| Mexico | 0.10917 | 0.093933 | 0.073089 | 0.085335 | 0.083261 | 0.076278 | 0.076082 | 0.063588 | 0.044977 | 0.061959 | 0.050025 | 0.045647 | 0.047853
| Morocco |  | 0.080424 | 0.099665 | 0.077388 | 0.073407 |  | 0.060196 | 0.052143 | 0.063118 |  | 0.046225 | 0.051097 | 0.053996 | 0.04342 | 0.04143
| Netherlands | 0.1042 |  | 0.12495 | 0.088412 | 0.10587 | 0.097943 | 0.082516 | 0.090907 | 0.049757 | 0.054886 | 0.040819 | 0.04613 | 0.047463 | 0.042283 | 0.040412
| New Zealand | 2011: 0.087443; 2014: 0.080953; 2015: 0.069326; 2020: 0.036642; 2021: 0.035764; 2023: 0.041678; 2024: 0.041504
| Norway |  |  | 0.11998 | 0.096074 |  | 0.061008 | 0.069301 | 0.05992 | 0.063235 | 0.062789 | 0.041373 | 0.040599
| Pakistan | 2012: 0.14542; 2014: 0.089115; 2015: 0.13964; 2016: 0.12211; 2017: 0.13184; 2018: 0.095552; 2021: 0.07453; 2022: 0.053891
| Panama | 2013: 0.096946; 2014: 0.086355; 2015: 0.09294; 2016: 0.11911
| Peru | 2013: 0.063368; 2014: 0.09237; 2015: 0.068068; 2018: 0.034312; 2023: 0.032442; 2024: 0.032658
| Philippines | 2013: 0.17185; 2014: 0.14508; 2015: 0.14325; 2016: 0.14366; 2017: 0.11247; 2019: 0.073429; 2023: 0.059064; 2024: 0.079697
| Portugal | 0.11918 | 0.15323 | 0.12808 | 0.12301 | 0.094725 | 0.091311 | 0.094843 | 0.057107 | 0.052615
| Republic of Korea | 0.14085 | 0.13267 | 0.1414 |  |  | 0.1349 | 0.088613 | 0.084509 | 0.068389 | 0.070781 |  | 0.068665 | 0.084989 | 0.068765 | 0.089218
| Russian Federation | 2015: 0.1085; 2018: 0.061749; 2019: 0.059794; 2020: 0.060363; 2021: 0.051504; 2022: 0.042568; 2023: 0.10796; 2024: 0.086763
| South Africa |  |  | 0.12884 | 0.14638 | 0.12537 | 0.10097 | 0.091703 | 0.073302 |  | 0.063038 | 0.056431 | 0.053039 | 0.041094 | 0.050718
| Ukraine | 2013: 0.16137; 2014: 0.13196; 2017: 0.10902; 2019: 0.085887; 2020: 0.058394; 2021: 0.052526; 2023: 0.09788
| Uruguay | 2011: 0.13025; 2012: 0.11249; 2013: 0.078693; 2014: 0.083801; 2015: 0.066793; 2017: 0.057772
| Viet Nam |  | 0.11335 | 0.11536 | 0.11647 |  | 0.095603 | 0.078894 | 0.074285 |  | 0.083889 | 0.062019 | 0.052124 | 0.050368 | 0.051642 | 0.047674

## Fig B2.1
Figure B2.1 Global weighted average and range of total installed costs, capacity factors and LCOEs for onshore wind, 2010-2024
Total installed cost (2024 USD/kW)
|  | 2010 | 2011 | 2012 | 2013 | 2014 | 2015 | 2016 | 2017 | 2018 | 2019 | 2020 | 2021 | 2022 | 2023 | 2024
| 5th percentile | 1431.8723 | 1455.1333 | 1486.8373 | 1430.2075 | 1368.8767 | 1362.3121 | 1392.2421 | 1373.5219 | 1373.8288 | 1311.9714 | 1231.4338 | 1014.5916 | 850.6281 | 793.5306 | 719.7613
| Weighted average | 2325.5217 | 2270.9108 | 2147.3995 | 2197.373 | 2099.548 | 1922.604 | 1935.6373 | 1891.6332 | 1829.1163 | 1682.8798 | 1577.9274 | 1481.5278 | 1346.4736 | 1168.8756 | 1034.7704
| 95th percentile | 3273.4992 | 3172.1121 | 3358.1247 | 3562.3778 | 3540.1129 | 3400.2003 | 3020.6629 | 2962.6512 | 2795.2567 | 2665.073 | 2596.4054 | 2443.8352 | 2111.9978 | 2123.0351 | 2096.9861
Capacity factor (%)
|  | 2010 | 2011 | 2012 | 2013 | 2014 | 2015 | 2016 | 2017 | 2018 | 2019 | 2020 | 2021 | 2022 | 2023 | 2024
| 5th percentile | 20.33% | 20% | 19.88% | 20.25% | 19.63% | 20.5% | 21.62% | 23.4% | 25.41% | 24.91% | 26.2% | 28.35% | 28.55% | 28.88% | 24.41%
| Weighted average | 27.19% | 27.29% | 27.41% | 27.72% | 28.8% | 28.8% | 30.43% | 32.58% | 34.37% | 35.53% | 35.34% | 39.28% | 36.81% | 35.75% | 34.23%
| 95th percentile | 35.94% | 35.67% | 43.88% | 48.33% | 51.35% | 49.23% | 52.39% | 52.95% | 53.94% | 52.32% | 52% | 57.6% | 52.2% | 57% | 55.8%
LCOE (2024 USD/kWh)
|  | 2010 | 2011 | 2012 | 2013 | 2014 | 2015 | 2016 | 2017 | 2018 | 2019 | 2020 | 2021 | 2022 | 2023 | 2024
| 5th percentile | 0.072842 | 0.074392 | 0.072181 | 0.068523 | 0.058199 | 0.047114 | 0.044374 | 0.039293 | 0.034863 | 0.032912 | 0.026706 | 0.021713 | 0.018465 | 0.019684 | 0.024361
| Weighted average | 0.11279 | 0.10662 | 0.097124 | 0.097552 | 0.086816 | 0.074912 | 0.069167 | 0.061134 | 0.054214 | 0.045774 | 0.04018 | 0.034722 | 0.033696 | 0.03234 | 0.033729
| 95th percentile | 0.15462 | 0.1582 | 0.13186 | 0.13177 | 0.13014 | 0.12297 | 0.1134 | 0.098473 | 0.088424 | 0.088343 | 0.079398 | 0.061146 | 0.058812 | 0.064923 | 0.07387

## Table 2.1
Table 2.1 Total Installed cost ranges and weighted averages for onshore wind projects by country/region, 2010 and 2024
Total installed costs (2024 USD/kW)
Onshore wind
|  | 2010 |  |  | 2024
|  | 5th percentile | Weighted average | 95th percentile | 5th percentile | Weighted average | 95th percentile
(2024 USD/kW)
| Africa | 1 834 | 1 834 | 1 834 | 1 238 | 1 333 | 1 435
| Central America and the Caribbean | 3 153 | 3 153 | 3 153 | 2 108 | 2 108 | 2 108
| Eurasia | 2 878 | 2 878 | 2 878 | 960 | 1 425 | 1 977
| Europe | 2 080 | 2 859 | 4 170 | 1 211 | 1 659 | 2 232
| Oceania | 3 608 | 4 143 | 4 555 | 1 143 | 1 363 | 1 704
| Other Asia | 2 181 | 2 960 | 3 249 | 1 277 | 1 912 | 3 764
| Other North America | 2 464 | 3 245 | 3 781 | 1 012 | 1 238 | 1 544
| Other South America* | 1 698 | 2 521 | 3 945 | 1 088 | 1 492 | 1 960
| Brazil | 3 106 | 3 106 | 3 106 | 1 015 | 1 307 | 1 628
| China | 1 489 | 1 765 | 2 066 | 626 | 856 | 1 315
| India | 1 053 | 1 607 | 1 900 | 984 | 1 110 | 1 270
| United States | 2 201 | 2 850 | 3 863 | 950 | 1 568 | 1 902
Note: see Annex III for regional country groupings.
*Regions where data was only available for projects commissioned in 2012, not 2010.

## Table 2.2
Table 2.2 Country-specific average capacity factors for new onshore wind, 2010, 2023 and 2024
Capacity factor (%)
Onshore wind
| Country | 2010 | 2023 | 2024
%
| China | 25% | 35% | 33%
| United States | 33% | 40% | 44%
| Brazil | 36% | 54% | 56%
| India | 25% | 32% | 39%
| Germany | 24% | 29% | 35%
| Australia | 34% | 36% | 35%
| France | 26% | 33% | 30%
| Finland* | 36% | 31% | 34%
| Canada | 32% | 39% | 39%
| Turkiye | 26% | 33% | 34%
| Sweden | 29% | 37% | 34%
| Spain | 27% | 33% | 34%
| United Kingdom | 30% | 42% | 41%
| Poland | 22% | 34% | 35%
| Italy | 25% | 30% | 29%
* Countries where data was only available for projects commissioned in 2013, not 2010.

## Table 2.3
Table 2.3 Capacity factor ranges and weighted averages for onshore wind projects by country/region, 2010 and 2024
Capacity Factor (%)
Onshore wind
|  | 2010 |  |  | 2024
|  | 5th percentile | Weighted average | 95th percentile | 5th percentile | Weighted average | 95th percentile
%
| Africa | 38 | 38 | 38 | 41 | 44 | 47
| Central America and the Caribbean | 45 | 45 | 45 | 35 | 35 | 35
| Eurasia | 26 | 26 | 26 | 28 | 34 | 37
| Europe | 18 | 26 | 33 | 25 | 34 | 43
| Oceania | 34 | 34 | 34 | 32 | 35 | 43
| Other Asia | 22 | 26 | 32 | 24 | 39 | 47
| Other North America | 29 | 34 | 49 | 35 | 39 | 42
| Other South America* | 19 | 32 | 46 | 36 | 45 | 51
Note: see Annex III for regional country groupings.
*Regions where data was only available for projects commissioned in 2012, not 2010.

## Table 2.4
Table 2.4 Regional weighted average LCOE and ranges for onshore wind in 2010 and 2024
LCOE (2024 USD/kWh)
Onshore wind
|  | 2010 |  |  | 2024
|  | 5th percentile | Weighted average | 95th percentile | 5th percentile | Weighted average | 95th percentile
(2024 USD/kW)
| Africa | 0.077 | 0.077 | 0.077 | 0.043 | 0.051 | 0.058
| Central America and the Caribbean | 0.101 | 0.101 | 0.101 | 0.081 | 0.081 | 0.081
| Eurasia | 0.142 | 0.142 | 0.142 | 0.05 | 0.07 | 0.101
| Europe | 0.094 | 0.144 | 0.216 | 0.034 | 0.051 | 0.075
| Oceania | 0.127 | 0.144 | 0.156 | 0.037 | 0.041 | 0.044
| Other Asia | 0.118 | 0.162 | 0.177 | 0.037 | 0.072 | 0.159
| Other North America | 0.088 | 0.12 | 0.145 | 0.032 | 0.035 | 0.037
| Other South America* | 0.071 | 0.107 | 0.344 | 0.038 | 0.064 | 0.1
| Brazil | 0.122 | 0.122 | 0.122 | 0.024 | 0.03 | 0.037
| China | 0.074 | 0.092 | 0.115 | 0.023 | 0.029 | 0.048
| India | 0.061 | 0.1 | 0.125 | 0.043 | 0.048 | 0.053
| United States | 0.071 | 0.114 | 0.157 | 0.026 | 0.039 | 0.052
Note: see Annex III for regional country groupings.
*Countries where data was only available for projects commissioned in 2012, not 2010.

## 3 Solar pv>>
Contents

## Fig 3.1
Figure 3.1 Global weighted average and range total installed costs, capacity factors and LCOE for solar PV, 2010-2024
Total installed cost (2024 USD/kW)
|  | 2010 | 2011 | 2012 | 2013 | 2014 | 2015 | 2016 | 2017 | 2018 | 2019 | 2020 | 2021 | 2022 | 2023 | 2024
| 5th percentile | 3931.0502 | 3056.3203 | 2433.3409 | 1995.3891 | 1672.8464 | 1417.6242 | 1209.2765 | 984.9072 | 948.3323 | 843.0739 | 674.2023 | 655.8699 | 598.6849 | 539.1208 | 489.3352
| Weighted average | 5282.5052 | 4658.5269 | 3537.2651 | 3107.2982 | 2849.3878 | 2140.3739 | 1958.4438 | 1683.2328 | 1438.4863 | 1188.2319 | 1043.7767 | 972.771 | 929.7125 | 775.7347 | 690.8969
| 95th percentile | 8783.0834 | 8332.2116 | 7539.376 | 6256.4109 | 6083.951 | 4753.5979 | 3830.1014 | 3441.6638 | 3419.3907 | 2751.8956 | 2761.3396 | 2218.4085 | 1974.3632 | 1702.4666 | 1609.9953
Capacity factor (%)
|  | 2010 | 2011 | 2012 | 2013 | 2014 | 2015 | 2016 | 2017 | 2018 | 2019 | 2020 | 2021 | 2022 | 2023 | 2024
| 5th percentile | 11.15% | 10.1% | 10.47% | 11.9% | 10.8% | 10.8% | 10.69% | 11.42% | 12.48% | 10.9% | 9.9% | 10.8% | 10.38% | 10% | 11.46%
| Weighted average | 14.97% | 15.3% | 15.13% | 16.5% | 16.6% | 16.5% | 16.8% | 17.55% | 17.9% | 17.51% | 16.08% | 17.21% | 16.94% | 16.17% | 17.41%
| 95th percentile | 25.24% | 26% | 25.94% | 23% | 24.4% | 28.99% | 25.66% | 27% | 27% | 24.27% | 20.8% | 21.3% | 20.41% | 21.7% | 22.63%
LCOE (2024 USD/kWh)
|  | 2010 | 2011 | 2012 | 2013 | 2014 | 2015 | 2016 | 2017 | 2018 | 2019 | 2020 | 2021 | 2022 | 2023 | 2024
| 5th percentile | 0.23326 | 0.1954 | 0.15707 | 0.13609 | 0.11094 | 0.088384 | 0.081653 | 0.058003 | 0.053531 | 0.050406 | 0.042067 | 0.03336 | 0.031075 | 0.030419 | 0.031735
| Weighted average | 0.41696 | 0.3499 | 0.26002 | 0.20022 | 0.18287 | 0.13511 | 0.11835 | 0.092945 | 0.07864 | 0.068642 | 0.061 | 0.054526 | 0.051092 | 0.042378 | 0.04262
| 95th percentile | 0.57267 | 0.57449 | 0.46559 | 0.41974 | 0.39557 | 0.32308 | 0.26729 | 0.23426 | 0.226 | 0.17825 | 0.17967 | 0.13661 | 0.12349 | 0.096074 | 0.12152

## Fig B3.1a
Figure B3.1a Average yearly solar PV module prices by technology sold in Europe, 2010 to 2023 and 2024; average (left) and percentage increase (right)
2024 USD/W
| Average module price |  |  |  |  | Percentage change in average module price
| Technology | Year | Avg. module price (real) |  |  | 2021 | 2022 | 2023 | 2024
| Low cost | 2020 |  | 0.22 | High efficiency | 6.3% | 1.31% | -21.99% | -46.6%
| Low cost | 2021 |  | 0.232 | Mainstream | 6.1% | 6.491% | -25.36% | -51.3%
| Low cost | 2022 |  | 0.223 | Low cost | 5.4% | -4% | -26.2% | -50%
| Low cost | 2023 |  | 0.164 | Bifacial | 3.9% | -10.5% | -9.462% | -31.9%
| Low cost | 2024 |  | 0.082
| Mainstream | 2020 |  | 0.317
| Mainstream | 2021 |  | 0.336
| Mainstream | 2022 |  | 0.358
| Mainstream | 2023 |  | 0.267
| Mainstream | 2024 |  | 0.13
| Bifacial | 2020 |  | 0.47
| Bifacial | 2021 |  | 0.488
| Bifacial | 2022 |  | 0.437
| Bifacial | 2023 |  | 0.395
| Bifacial | 2024 |  | 0.269
| High efficiency | 2020 |  | 0.43
| High efficiency | 2021 |  | 0.457
| High efficiency | 2022 |  | 0.463
| High efficiency | 2023 |  | 0.361
| High efficiency | 2024 |  | 0.193

## Fig B3.1b
Figure 3.1b Average monthly solar PV module prices, 2010 to 2024 (left) and monthly solar PV module prices, 2024 to Q1 2025 (right) by technology and manufacturing country sold in Europe.
Technology | time axis 2009-12-01 to 2025-03-01
| Crystalline Europe (Germany) | 2009-12-01: 4.2321; 2010-01-01: 4.0492; 2010-02-01: 3.7834; 2010-03-01: 3.6604; 2010-04-01: 3.6423; 2010-05-01: 3.4153; 2010-06-01: 3.2753; 2010-07-01: 3.3139; 2010-08-01: 3.3545; 2010-09-01: 3.3123; 2010-10-01: 3.5123; 2010-11-01: 3.4242; 2010-12-01: 3.3036; 2011-01-01: 3.1249; 2011-02-01: 3.1186; 2011-03-01: 3.0848; 2011-04-01: 3.1806; 2011-05-01: 3.0812; 2011-06-01: 3.0507; 2011-07-01: 2.8584; 2011-08-01: 2.7283; 2011-09-01: 2.5126; 2011-10-01: 2.4187; 2011-11-01: 2.1941; 2011-12-01: 2.0208; 2012-01-01: 1.8535; 2012-02-01: 1.8435; 2012-03-01: 1.8105; 2012-04-01: 1.754; 2012-05-01: 1.656; 2012-06-01: 1.5661; 2012-07-01: 1.5049; 2012-08-01: 1.4641; 2012-09-01: 1.4851; 2012-10-01: 1.4482; 2012-11-01: 1.4133; 2012-12-01: 1.3966; 2013-01-01: 1.3924; 2013-02-01: 1.3558; 2013-03-01: 1.338; 2013-04-01: 1.3558; 2013-05-01: 1.3377; 2013-06-01: 1.3416; 2013-07-01: 1.3305; 2013-08-01: 1.3011; 2013-09-01: 1.3049; 2013-10-01: 1.3149; 2013-11-01: 1.2477; 2013-12-01: 1.2491; 2014-01-01: 1.2194; 2014-02-01: 1.2414; 2014-03-01: 1.2215; 2014-04-01: 1.1837; 2014-05-01: 1.1411; 2014-06-01: 1.1295; 2014-07-01: 1.1251; 2014-08-01: 1.1066; 2014-09-01: 1.0386; 2014-10-01: 0.98727; 2014-11-01: 0.97165; 2014-12-01: 0.96042; 2015-01-01: 0.87072; 2015-02-01: 0.83619; 2015-03-01: 0.812; 2015-04-01: 0.80763; 2015-05-01: 0.83537; 2015-06-01: 0.82614; 2015-07-01: 0.79639; 2015-08-01: 0.79285; 2015-09-01: 0.83827; 2015-10-01: 0.83792; 2015-11-01: 0.81568; 2015-12-01: 0.82611; 2016-01-01: 0.817; 2016-02-01: 0.82044; 2016-03-01: 0.80708; 2016-04-01: 0.8233; 2016-05-01: 0.80713; 2016-06-01: 0.78781; 2016-07-01: 0.76127; 2016-08-01: 0.75663; 2016-09-01: 0.72809; 2016-10-01: 0.71776; 2016-11-01: 0.68872; 2016-12-01: 0.67165; 2017-01-01: 0.63803; 2017-02-01: 0.62667; 2017-03-01: 0.61552; 2017-04-01: 0.61613; 2017-05-01: 0.62221
| Crystalline China | 2009-12-01: 3.3444; 2010-01-01: 3.0918; 2010-02-01: 2.9044; 2010-03-01: 2.8449; 2010-04-01: 2.8537; 2010-05-01: 2.764; 2010-06-01: 2.7124; 2010-07-01: 2.8863; 2010-08-01: 2.9036; 2010-09-01: 2.9301; 2010-10-01: 3.0854; 2010-11-01: 3.0033; 2010-12-01: 2.8976; 2011-01-01: 2.6863; 2011-02-01: 2.6331; 2011-03-01: 2.625; 2011-04-01: 2.6077; 2011-05-01: 2.4532; 2011-06-01: 2.3422; 2011-07-01: 2.1928; 2011-08-01: 2.0413; 2011-09-01: 1.8514; 2011-10-01: 1.725; 2011-11-01: 1.5805; 2011-12-01: 1.4615; 2012-01-01: 1.3685; 2012-02-01: 1.3782; 2012-03-01: 1.3135; 2012-04-01: 1.2579; 2012-05-01: 1.1903; 2012-06-01: 1.1114; 2012-07-01: 1.0584; 2012-08-01: 1.0149; 2012-09-01: 1.0016; 2012-10-01: 0.99456; 2012-11-01: 0.97711; 2012-12-01: 0.95461; 2013-01-01: 0.94615; 2013-02-01: 0.92125; 2013-03-01: 0.9315; 2013-04-01: 0.95602; 2013-05-01: 0.92609; 2013-06-01: 0.97568; 2013-07-01: 0.96765; 2013-08-01: 1.0022; 2013-09-01: 1.0227; 2013-10-01: 1.0447; 2013-11-01: 1.016; 2013-12-01: 1.0319; 2014-01-01: 1.0073; 2014-02-01: 1.0463; 2014-03-01: 1.0239; 2014-04-01: 1.0043; 2014-05-01: 0.99849; 2014-06-01: 0.97067; 2014-07-01: 0.96687; 2014-08-01: 0.93365; 2014-09-01: 0.90458; 2014-10-01: 0.88855; 2014-11-01: 0.85829; 2014-12-01: 0.86275; 2015-01-01: 0.78365; 2015-02-01: 0.76533; 2015-03-01: 0.7308; 2015-04-01: 0.74033; 2015-05-01: 0.77968; 2015-06-01: 0.78413; 2015-07-01: 0.78266; 2015-08-01: 0.79285; 2015-09-01: 0.82382; 2015-10-01: 0.80903; 2015-11-01: 0.76038; 2015-12-01: 0.77011; 2016-01-01: 0.77546; 2016-02-01: 0.778; 2016-03-01: 0.77876; 2016-04-01: 0.79442; 2016-05-01: 0.7783; 2016-06-01: 0.75916; 2016-07-01: 0.73308; 2016-08-01: 0.72807; 2016-09-01: 0.74237; 2016-10-01: 0.70369; 2016-11-01: 0.67494; 2016-12-01: 0.67165; 2017-01-01: 0.65132; 2017-02-01: 0.65334; 2017-03-01: 0.6289; 2017-04-01: 0.61613; 2017-05-01: 0.63603
| Crystalline Japan | 2009-12-01: 4.2321; 2010-01-01: 3.8099; 2010-02-01: 3.4777; 2010-03-01: 3.6035; 2010-04-01: 3.6423; 2010-05-01: 3.3801; 2010-06-01: 3.2412; 2010-07-01: 3.2961; 2010-08-01: 3.2824; 2010-09-01: 3.3305; 2010-10-01: 3.454; 2010-11-01: 3.3668; 2010-12-01: 3.2483; 2011-01-01: 2.9787; 2011-02-01: 3.0065; 2011-03-01: 3.0082; 2011-04-01: 3.0423; 2011-05-01: 2.9242; 2011-06-01: 2.7555; 2011-07-01: 2.7018; 2011-08-01: 2.6105; 2011-09-01: 2.3992; 2011-10-01: 2.2874; 2011-11-01: 2.1197; 2011-12-01: 1.9847; 2012-01-01: 1.8188; 2012-02-01: 1.8256; 2012-03-01: 1.775; 2012-04-01: 1.7362; 2012-05-01: 1.656; 2012-06-01: 1.5829; 2012-07-01: 1.5379; 2012-08-01: 1.5141; 2012-09-01: 1.537; 2012-10-01: 1.518; 2012-11-01: 1.4831; 2012-12-01: 1.4849; 2013-01-01: 1.4817; 2013-02-01: 1.4253; 2013-03-01: 1.3718; 2013-04-01: 1.408; 2013-05-01: 1.3891; 2013-06-01: 1.3764; 2013-07-01: 1.3478; 2013-08-01: 1.3714; 2013-09-01: 1.3578; 2013-10-01: 1.3689; 2013-11-01: 1.2656; 2013-12-01: 1.2672; 2014-01-01: 1.2194; 2014-02-01: 1.2237; 2014-03-01: 1.2395; 2014-04-01: 1.2195; 2014-05-01: 1.1946; 2014-06-01: 1.1648; 2014-07-01: 1.1427; 2014-08-01: 1.1066; 2014-09-01: 1.0721; 2014-10-01: 1.0366; 2014-11-01: 1.004; 2014-12-01: 1.0093; 2015-01-01: 0.88523; 2015-02-01: 0.86454; 2015-03-01: 0.8526; 2015-04-01: 0.86147; 2015-05-01: 0.90498; 2015-06-01: 0.91015; 2015-07-01: 0.8925; 2015-08-01: 0.90413; 2015-09-01: 0.92499; 2015-10-01: 0.93905; 2015-11-01: 0.89863; 2015-12-01: 0.89612; 2016-01-01: 0.91394; 2016-02-01: 0.91946; 2016-03-01: 0.89204; 2016-04-01: 0.92441; 2016-05-01: 0.90802; 2016-06-01: 0.88807; 2016-07-01: 0.84586; 2016-08-01: 0.89939; 2016-09-01: 0.85658; 2016-10-01: 0.83035; 2016-11-01: 0.79891; 2016-12-01: 0.76569; 2017-01-01: 0.75766; 2017-02-01: 0.73334; 2017-03-01: 0.72257; 2017-04-01: 0.70989; 2017-05-01: 0.73282
| Thin film a-Si | 2009-12-01: 3.4683; 2010-01-01: 3.2115; 2010-02-01: 2.9617; 2010-03-01: 2.9776; 2010-04-01: 2.9476; 2010-05-01: 2.7992; 2010-06-01: 2.7806; 2010-07-01: 2.8685; 2010-08-01: 2.8856; 2010-09-01: 2.8391; 2010-10-01: 2.9883; 2010-11-01: 2.7929; 2010-12-01: 2.6946; 2011-01-01: 2.2843; 2011-02-01: 2.2783; 2011-03-01: 2.2226; 2011-04-01: 2.1533; 2011-05-01: 2.0411; 2011-06-01: 2.0273; 2011-07-01: 2.0166; 2011-08-01: 1.9432; 2011-09-01: 1.738; 2011-10-01: 1.575; 2011-11-01: 1.4504; 2011-12-01: 1.3171; 2012-01-01: 1.1779; 2012-02-01: 1.1276; 2012-03-01: 1.0828; 2012-04-01: 1.0807; 2012-05-01: 1.0523; 2012-06-01: 1.0104; 2012-07-01: 0.99221; 2012-08-01: 0.98164; 2012-09-01: 1.0189; 2012-10-01: 1.012; 2012-11-01: 1.012; 2012-12-01: 1.0076; 2013-01-01: 0.99971; 2013-02-01: 0.93863; 2013-03-01: 0.9315; 2013-04-01: 0.95602; 2013-05-01: 0.94324; 2013-06-01: 0.9931; 2013-07-01: 1.0022; 2013-08-01: 1.0198; 2013-09-01: 1.0227
| Thin film CdS/CdTe | 2011-01-01: 1.9736; 2011-02-01: 2.0168; 2011-03-01: 1.9352; 2011-04-01: 1.857; 2011-05-01: 1.8448; 2011-06-01: 1.8501; 2011-07-01: 1.7621; 2011-08-01: 1.6684; 2011-09-01: 1.4547; 2011-10-01: 1.3875; 2011-11-01: 1.2458; 2011-12-01: 1.1548; 2012-01-01: 1.0393; 2012-02-01: 1.0202; 2012-03-01: 1.0118; 2012-04-01: 0.99214; 2012-05-01: 0.94876; 2012-06-01: 0.89248; 2012-07-01: 0.84338; 2012-08-01: 0.8319; 2012-09-01: 0.84619; 2012-10-01: 0.82007; 2012-11-01: 0.80263; 2012-12-01: 0.83086; 2013-01-01: 0.74978; 2013-02-01: 0.73005; 2013-03-01: 0.71133; 2013-04-01: 0.69528; 2013-05-01: 0.68599; 2013-06-01: 0.67949; 2013-07-01: 0.60478; 2013-08-01: 0.63297; 2013-09-01: 0.61716
| Thin film a-Si/u-Si or Global Price Index (from Q4 2013) | 3.0141 | 2.7527 | 2.5987 | 2.5794 | 2.5346 | 2.4295 | 2.2518 | 2.334 | 2.2544 | 2.3295 | 2.445 | 2.4486 | 2.3624 | 2.3026 | 2.2969 | 2.3567 | 2.3509 | 2.2373 | 2.1454 | 1.9578 | 1.9235 | 1.7569 | 1.6687 | 1.5805 | 1.4795 | 1.3165 | 1.2887 | 1.2603 | 1.2047 | 1.1213 | 1.044 | 0.97568 | 0.94836 | 0.96707 | 0.95966 | 0.94221 | 0.93693 | 0.9283 | 0.88649 | 0.86376 | 0.86911 | 0.85749 | 0.8363 | 0.77757 | 0.80879 | 0.79349 | 0.79262 | 0.79262 | 0.79262 | 0.77256 | 0.77256 | 0.77256 | 0.76866 | 0.76866 | 0.76866 | 0.76866 | 0.76866 | 0.76866 | 0.76607 | 0.76607 | 0.76607 | 0.74181 | 0.74181 | 0.74181 | 0.72439 | 0.72439 | 0.72439 | 0.70697 | 0.70697 | 0.70697 | 0.68955 | 0.68955 | 0.68955 | 0.67452 | 0.67452 | 0.67452 | 0.66598 | 0.66598 | 0.66598 | 0.65745 | 0.65745 | 0.65745 | 0.64891 | 0.64891 | 0.64891 | 0.60094 | 0.60094 | 0.60094 | 0.5759 | 0.5759 | 0.55337 | 0.53533 | 0.53533 | 0.53533 | 0.51849 | 0.51849 | 0.51849 | 0.50902 | 0.50902 | 0.50902 | 0.49939 | 0.49939 | 0.49939 | 0.48976 | 0.48976 | 0.48976 | 0.48254 | 0.48254 | 0.48254 | 0.47078 | 0.47078 | 0.47078 | 0.45994 | 0.45994 | 0.45994 | 0.4479 | 0.4479 | 0.4479 | 0.43827 | 0.43827 | 0.43827 | 0.39385 | 0.39385 | 0.39385 | 0.36022 | 0.36022 | 0.36022 | 0.34814 | 0.34814 | 0.34814 | 0.33646 | 0.33646 | 0.33646 | 0.30871 | 0.30871 | 0.30871 | 0.31797 | 0.31797 | 0.31797 | 0.32751 | 0.32751 | 0.32751 | 0.33733 | 0.33733 | 0.33733 | 0.32905 | 0.32905 | 0.32905 | 0.34386 | 0.34386 | 0.34386 | 0.36751 | 0.36751 | 0.36751 | 0.38291 | 0.38291 | 0.38291 | 0.34403 | 0.34403 | 0.34403 | 0.32641 | 0.32641 | 0.32641 | 0.30645 | 0.30645 | 0.30645 | 0.27511 | 0.27511 | 0.27511 | 0.25796 | 0.25796 | 0.25796
| Bifacial | 2019-09-01: 0.50343; 2019-10-01: 0.51898; 2019-11-01: 0.50558; 2019-12-01: 0.53522; 2020-01-01: 0.51441; 2020-02-01: 0.50536; 2020-03-01: 0.5127; 2020-04-01: 0.49045; 2020-05-01: 0.46635; 2020-06-01: 0.45469; 2020-07-01: 0.4495; 2020-08-01: 0.44975; 2020-09-01: 0.43438; 2020-10-01: 0.43375; 2020-11-01: 0.45012; 2020-12-01: 0.4772; 2021-01-01: 0.47024; 2021-02-01: 0.46742; 2021-03-01: 0.44621; 2021-04-01: 0.46279; 2021-05-01: 0.48306; 2021-06-01: 0.50647; 2021-07-01: 0.51048; 2021-08-01: 0.50831; 2021-09-01: 0.49487; 2021-10-01: 0.5008; 2021-11-01: 0.50585; 2021-12-01: 0.50096; 2022-01-01: 0.48007; 2022-02-01: 0.4692; 2022-03-01: 0.46717; 2022-04-01: 0.41484; 2022-05-01: 0.41484; 2022-06-01: 0.41484; 2022-07-01: 0.43134; 2022-08-01: 0.43134; 2022-09-01: 0.43134; 2022-10-01: 0.42876; 2022-11-01: 0.42876; 2022-12-01: 0.42876; 2023-01-01: 0.40567; 2023-02-01: 0.40567; 2023-03-01: 0.40567; 2023-04-01: 0.39126; 2023-05-01: 0.39126; 2023-06-01: 0.39126; 2023-07-01: 0.39778; 2023-08-01: 0.39778; 2023-09-01: 0.39778; 2023-10-01: 0.38651; 2023-11-01: 0.38651; 2023-12-01: 0.38651; 2024-01-01: 0.26455; 2024-02-01: 0.26455; 2024-03-01: 0.26455; 2024-04-01: 0.2584; 2024-05-01: 0.2584; 2024-06-01: 0.27402; 2024-07-01: 0.28452; 2024-08-01: 0.28452; 2024-09-01: 0.27869; 2024-10-01: 0.26826; 2024-11-01: 0.27013; 2024-12-01: 0.26001; 2025-01-01: 0.25537; 2025-02-01: 0.25537; 2025-03-01: 0.25537
| High Efficiency | 2016-11-01: 0.81269; 2016-12-01: 0.75225; 2017-01-01: 0.74436; 2017-02-01: 0.72; 2017-03-01: 0.70902; 2017-04-01: 0.6965; 2017-05-01: 0.71899; 2017-06-01: 0.71595; 2017-07-01: 0.73516; 2017-08-01: 0.75358; 2017-09-01: 0.77593; 2017-10-01: 0.75073; 2017-11-01: 0.7491; 2017-12-01: 0.7113; 2018-01-01: 0.71545; 2018-02-01: 0.71092; 2018-03-01: 0.69395; 2018-04-01: 0.66135; 2018-05-01: 0.62295; 2018-06-01: 0.60013; 2018-07-01: 0.57216; 2018-08-01: 0.55079; 2018-09-01: 0.51329; 2018-10-01: 0.49783; 2018-11-01: 0.50079; 2018-12-01: 0.49991; 2019-01-01: 0.48109; 2019-02-01: 0.47835; 2019-03-01: 0.47628; 2019-04-01: 0.47359; 2019-05-01: 0.45784; 2019-06-01: 0.46231; 2019-07-01: 0.44573; 2019-08-01: 0.45547; 2019-09-01: 0.42394; 2019-10-01: 0.43913; 2019-11-01: 0.42575; 2019-12-01: 0.44156; 2020-01-01: 0.42208; 2020-02-01: 0.42761; 2020-03-01: 0.44697; 2020-04-01: 0.43883; 2020-05-01: 0.42749; 2020-06-01: 0.42794; 2020-07-01: 0.42226; 2020-08-01: 0.42164; 2020-09-01: 0.42037; 2020-10-01: 0.41976; 2020-11-01: 0.43606; 2020-12-01: 0.44828; 2021-01-01: 0.44257; 2021-02-01: 0.45367; 2021-03-01: 0.43269; 2021-04-01: 0.44918; 2021-05-01: 0.45545; 2021-06-01: 0.4654; 2021-07-01: 0.45675; 2021-08-01: 0.46818; 2021-09-01: 0.45474; 2021-10-01: 0.46126; 2021-11-01: 0.46694; 2021-12-01: 0.47527; 2022-01-01: 0.44406; 2022-02-01: 0.44514; 2022-03-01: 0.44381; 2022-04-01: 0.48199; 2022-05-01: 0.48251; 2022-06-01: 0.48193; 2022-07-01: 0.47508; 2022-08-01: 0.47272; 2022-09-01: 0.45173; 2022-10-01: 0.44817; 2022-11-01: 0.4653; 2022-12-01: 0.46051; 2023-01-01: 0.44105; 2023-02-01: 0.42787; 2023-03-01: 0.4275; 2023-04-01: 0.4153; 2023-05-01: 0.38963; 2023-06-01: 0.37736; 2023-07-01: 0.36231; 2023-08-01: 0.34625; 2023-09-01: 0.30629; 2023-10-01: 0.292; 2023-11-01: 0.27666; 2023-12-01: 0.26821; 2024-01-01: 0.25096; 2024-02-01: 0.23745; 2024-03-01: 0.22826; 2024-04-01: 0.22528; 2024-05-01: 0.20543; 2024-06-01: 0.20445; 2024-07-01: 0.19519; 2024-08-01: 0.17619; 2024-09-01: 0.16659; 2024-10-01: 0.15266; 2024-11-01: 0.13819; 2024-12-01: 0.13098; 2025-01-01: 0.12711; 2025-02-01: 0.12783; 2025-03-01: 0.13798
| All black | 2016-11-01: 0.71627; 2016-12-01: 0.69852; 2017-01-01: 0.6779; 2017-02-01: 0.68; 2017-03-01: 0.6958; 2017-04-01: 0.6965; 2017-05-01: 0.69134; 2017-06-01: 0.70163; 2017-07-01: 0.73516; 2017-08-01: 0.75417; 2017-09-01: 0.76101; 2017-10-01: 0.75073; 2017-11-01: 0.73441; 2017-12-01: 0.69648; 2018-01-01: 0.70055; 2018-02-01: 0.71092; 2018-03-01: 0.70903; 2018-04-01: 0.69141; 2018-05-01: 0.66642; 2018-06-01: 0.62871; 2018-07-01: 0.60077; 2018-08-01: 0.59316; 2018-09-01: 0.52755; 2018-10-01: 0.5221; 2018-11-01: 0.50079; 2018-12-01: 0.5138; 2019-01-01: 0.49483; 2019-02-01: 0.49201; 2019-03-01: 0.47628; 2019-04-01: 0.51418; 2019-05-01: 0.48478; 2019-06-01: 0.5167; 2019-07-01: 0.45924; 2019-08-01: 0.42868; 2019-09-01: 0.46368; 2019-10-01: 0.46575; 2019-11-01: 0.45236; 2019-12-01: 0.45494; 2020-01-01: 0.43527; 2020-02-01: 0.44057; 2020-03-01: 0.46011; 2020-04-01: 0.45173; 2020-05-01: 0.45339; 2020-06-01: 0.44132; 2020-07-01: 0.4495; 2020-08-01: 0.44975; 2020-09-01: 0.43438; 2020-10-01: 0.41976; 2020-11-01: 0.43606; 2020-12-01: 0.46274; 2021-01-01: 0.45641; 2021-02-01: 0.45367; 2021-03-01: 0.44621; 2021-04-01: 0.46279; 2021-05-01: 0.46925; 2021-06-01: 0.47909; 2021-07-01: 0.47018; 2021-08-01: 0.48156; 2021-09-01: 0.48149; 2021-10-01: 0.47444; 2021-11-01: 0.47991; 2021-12-01: 0.48812; 2022-01-01: 0.46807; 2022-02-01: 0.45717; 2022-03-01: 0.44381
| Full black | 2024-07-01: 0.20604; 2024-08-01: 0.19271; 2024-09-01: 0.1888; 2024-10-01: 0.16902; 2024-11-01: 0.14882; 2024-12-01: 0.13622; 2025-01-01: 0.1322; 2025-02-01: 0.13806; 2025-03-01: 0.1486
| Mainstream | 2016-11-01: 0.61985; 2016-12-01: 0.59106; 2017-01-01: 0.58486; 2017-02-01: 0.56; 2017-03-01: 0.562; 2017-04-01: 0.56256; 2017-05-01: 0.58073; 2017-06-01: 0.57546; 2017-07-01: 0.60543; 2017-08-01: 0.62108; 2017-09-01: 0.62671; 2017-10-01: 0.60222; 2017-11-01: 0.57284; 2017-12-01: 0.54829; 2018-01-01: 0.55149; 2018-02-01: 0.55966; 2018-03-01: 0.54309; 2018-04-01: 0.52608; 2018-05-01: 0.49257; 2018-06-01: 0.47153; 2018-07-01: 0.45773; 2018-08-01: 0.43781; 2018-09-01: 0.41349; 2018-10-01: 0.40921; 2018-11-01: 0.3756; 2018-12-01: 0.37494; 2019-01-01: 0.37112; 2019-02-01: 0.35534; 2019-03-01: 0.36742; 2019-04-01: 0.35181; 2019-05-01: 0.36358; 2019-06-01: 0.35353; 2019-07-01: 0.36469; 2019-08-01: 0.3483; 2019-09-01: 0.3312; 2019-10-01: 0.33268; 2019-11-01: 0.33262; 2019-12-01: 0.32113; 2020-01-01: 0.32975; 2020-02-01: 0.3369; 2020-03-01: 0.3418; 2020-04-01: 0.33557; 2020-05-01: 0.32385; 2020-06-01: 0.32096; 2020-07-01: 0.29967; 2020-08-01: 0.29515; 2020-09-01: 0.29426; 2020-10-01: 0.29383; 2020-11-01: 0.30946; 2020-12-01: 0.31813; 2021-01-01: 0.3181; 2021-02-01: 0.32994; 2021-03-01: 0.311; 2021-04-01: 0.32668; 2021-05-01: 0.34504; 2021-06-01: 0.34221; 2021-07-01: 0.32241; 2021-08-01: 0.33442; 2021-09-01: 0.33437; 2021-10-01: 0.34265; 2021-11-01: 0.36317; 2021-12-01: 0.35966; 2022-01-01: 0.33605; 2022-02-01: 0.34889; 2022-03-01: 0.35038; 2022-04-01: 0.35575; 2022-05-01: 0.35907; 2022-06-01: 0.36985; 2022-07-01: 0.3671; 2022-08-01: 0.36528; 2022-09-01: 0.35718; 2022-10-01: 0.36479; 2022-11-01: 0.36791; 2022-12-01: 0.34819; 2023-01-01: 0.33079; 2023-02-01: 0.31816; 2023-03-01: 0.32885; 2023-04-01: 0.32551; 2023-05-01: 0.3117; 2023-06-01: 0.28857; 2023-07-01: 0.27174; 2023-08-01: 0.24573; 2023-09-01: 0.21878; 2023-10-01: 0.20548; 2023-11-01: 0.18813; 2023-12-01: 0.16763; 2024-01-01: 0.15276; 2024-02-01: 0.1511; 2024-03-01: 0.1413; 2024-04-01: 0.13946; 2024-05-01: 0.14056; 2024-06-01: 0.12913; 2024-07-01: 0.13013; 2024-08-01: 0.12664; 2024-09-01: 0.12217; 2024-10-01: 0.11995; 2024-11-01: 0.1063; 2024-12-01: 0.099548; 2025-01-01: 0.10677; 2025-02-01: 0.11249; 2025-03-01: 0.12206
| Low Cost | 2016-11-01: 0.44078; 2016-12-01: 0.37613; 2017-01-01: 0.38547; 2017-02-01: 0.38667; 2017-03-01: 0.34806; 2017-04-01: 0.36164; 2017-05-01: 0.37332; 2017-06-01: 0.39245; 2017-07-01: 0.41803; 2017-08-01: 0.42813; 2017-09-01: 0.41781; 2017-10-01: 0.41175; 2017-11-01: 0.39658; 2017-12-01: 0.38529; 2018-01-01: 0.38754; 2018-02-01: 0.39328; 2018-03-01: 0.40732; 2018-04-01: 0.37577; 2018-05-01: 0.3477; 2018-06-01: 0.34293; 2018-07-01: 0.31469; 2018-08-01: 0.32483; 2018-09-01: 0.29942; 2018-10-01: 0.29632; 2018-11-01: 0.27822; 2018-12-01: 0.26384; 2019-01-01: 0.24742; 2019-02-01: 0.27334; 2019-03-01: 0.27216; 2019-04-01: 0.27062; 2019-05-01: 0.26932; 2019-06-01: 0.25835; 2019-07-01: 0.27014; 2019-08-01: 0.25453; 2019-09-01: 0.25171; 2019-10-01: 0.23953; 2019-11-01: 0.25279; 2019-12-01: 0.25423; 2020-01-01: 0.22423; 2020-02-01: 0.23324; 2020-03-01: 0.23663; 2020-04-01: 0.21941; 2020-05-01: 0.22022; 2020-06-01: 0.21397; 2020-07-01: 0.20432; 2020-08-01: 0.21082; 2020-09-01: 0.2242; 2020-10-01: 0.20988; 2020-11-01: 0.211; 2020-12-01: 0.23137; 2021-01-01: 0.22129; 2021-02-01: 0.23371; 2021-03-01: 0.24339; 2021-04-01: 0.2314; 2021-05-01: 0.23463; 2021-06-01: 0.24639; 2021-07-01: 0.24181; 2021-08-01: 0.2274; 2021-09-01: 0.214; 2021-10-01: 0.22404; 2021-11-01: 0.23347; 2021-12-01: 0.23121; 2022-01-01: 0.20403; 2022-02-01: 0.20452; 2022-03-01: 0.21023; 2022-04-01: 0.21804; 2022-05-01: 0.2132; 2022-06-01: 0.22415; 2022-07-01: 0.22674; 2022-08-01: 0.23636; 2022-09-01: 0.22061; 2022-10-01: 0.22929; 2022-11-01: 0.23806; 2022-12-01: 0.2471; 2023-01-01: 0.2095; 2023-02-01: 0.20845; 2023-03-01: 0.19731; 2023-04-01: 0.19081; 2023-05-01: 0.18925; 2023-06-01: 0.17758; 2023-07-01: 0.16983; 2023-08-01: 0.15637; 2023-09-01: 0.13127; 2023-10-01: 0.11896; 2023-11-01: 0.11066; 2023-12-01: 0.11175; 2024-01-01: 0.098203; 2024-02-01: 0.097138; 2024-03-01: 0.097824; 2024-04-01: 0.085822; 2024-05-01: 0.086498; 2024-06-01: 0.086084; 2024-07-01: 0.081331; 2024-08-01: 0.077085; 2024-09-01: 0.077742; 2024-10-01: 0.070878; 2024-11-01: 0.063781; 2024-12-01: 0.062872; 2025-01-01: 0.066099; 2025-02-01: 0.071587; 2025-03-01: 0.074298

## Fig 3.2
Figure 3.2 Total installed solar PV system cost by project and weighted average for utility-scale systems, 2010-2024
Total installed cost (2024 USD/kW)
|  | 2010 | 2011 | 2012 | 2013 | 2014 | 2015 | 2016 | 2017 | 2018 | 2019 | 2020 | 2021 | 2022 | 2023 | 2024
| 5th percentile | 3931.0502 | 3056.3203 | 2433.3409 | 1995.3891 | 1672.8464 | 1417.6242 | 1209.2765 | 984.9072 | 948.3323 | 843.0739 | 674.2023 | 655.8699 | 598.6849 | 539.1208 | 489.3352
| Weighted average | 5282.5052 | 4658.5269 | 3537.2651 | 3107.2982 | 2849.3878 | 2140.3739 | 1958.4438 | 1683.2328 | 1438.4863 | 1188.2319 | 1043.7767 | 972.771 | 929.7125 | 775.7347 | 690.8969
| 95th percentile | 8783.0834 | 8332.2116 | 7539.376 | 6256.4109 | 6083.951 | 4753.5979 | 3830.1014 | 3441.6638 | 3419.3907 | 2751.8956 | 2761.3396 | 2218.4085 | 1974.3632 | 1702.4666 | 1609.9953

## Fig B3.2
Figure B3.2 Global weighted average total installed costs of utility-scale solar PV systems and cost reductions by source, 2010-2024
|  | 2010 | Module | Other soft cost | Installation/EPC/development | Inverter | Racking and mounting | Other BoS hardware | 2024
| 2024 USD/kW | 5283 | -2318 | -689 | -702 | -440 | -317 | -125 | 691
| Share Of Decline 2010-2024 |  | 50% | 15% | 15% | 10% | 7% | 3%

## Figure 3.3
Figure 3.3 Utility-scale solar PV total installed cost trends in the top 15 markets, 2010-2024
|  | 2010 | 2011 | 2012 | 2013 | 2014 | 2015 | 2016 | 2017 | 2018 | 2019 | 2020 | 2021 | 2022 | 2023 | 2024 | % decrease 2010-2024
| Australia | 8226.0067 | 8070.6279 | 5845.8414 | 3431.149 | 3581.3284 | 2663.0218 | 2292.9293 | 2346.4287 | 1809.828 | 1489.0921 | 1248.0458 | 1162.0471 | 979.5215 | 1012.2454 | 943.969 | -88.52%
| Brazil |  | 7522.5156 |  | 5117.2826 | 6068.7228 | 2497.659 | 2460.5928 | 1975.0869 | 1809.619 | 1495.1628 | 1298.4074 | 915.5423 | 779.5201 | 744.3525 | 724.4366 | -90.37%
| China | 4291.4329 | 4031.1624 | 3275.3967 | 2520.8503 | 2100.065 | 1622.5554 | 1468.7692 | 1377.8666 | 1047.266 | 946.1883 | 765.8158 | 713.5143 | 759.328 | 687.1587 | 590.5862 | -86.24%
| France | 6514.6573 | 6650.2853 | 5890.383 | 3864.823 | 2821.3548 | 1857.0719 | 1571.8382 | 1476.3695 | 1278.8839 | 1165.9276 | 1112.928 | 918.0258 | 1228.3628 | 977.5888 | 1103.958 | -83.05%
| Germany | 4412.4295 | 3509.4586 | 2788.468 | 2385.849 | 1905.611 | 1524.0657 | 1383.6289 | 1326.5973 | 1325.5787 | 1070.3504 | 823.3333 | 787.7903 | 1057.3412 | 748.2274 | 592.9665 | -86.56%
| Greece | 5628.1925 | 4373.2511 | 2618.2511 | 2353.574 |  |  |  | 2361.5684 | 2165.3422 |  | 893.2592 | 825.6339 | 1244.8863 | 641.3084 | 565.6874 | -89.95%
| India | 6015.8126 | 3706.1328 | 3251.3911 | 3346.7805 | 2271.3355 | 1547.7636 | 1332.2464 | 1328.4315 | 943.7873 | 736.3417 | 701.3016 | 669.6894 | 679.9035 | 728.3211 | 525.1674 | -91.27%
| Italy | 6078.8743 | 5733.0758 | 3045.069 | 2424.2115 | 2241.3195 |  |  | 1157.9088 | 1036.446 | 988.6557 | 918.8088 | 891.5029 | 818.4876 | 840.9618 | 804.1602 | -86.77%
| Japan |  | 6644.2765 | 4666.3978 | 3986.8206 | 3654.8291 | 2644.6985 | 2901.8816 | 2632.3006 | 2502.2412 | 2465.184 | 2156.0849 | 1923.3335 | 2022.7323 | 1920.0375 | 1911.4507 | -71.23%
| Netherlands | [6 empty] | 1355.18 | 1842.6343 | 1390.9224 | 1335.4131 | 1322.3018 | 1160.9955 | 1296.4929 | 771.1931 | 641.4153 | -52.67%
| Poland | 2020: 1430.2435; 2021: 879.3031; 2022: 1114.1894; 2023: 717.0482; 2024: 872.4134 | -39%
| Republic of Korea |  | 7012.5845 | 3628.1374 | 3171.064 | 2633.4482 | 2490.6956 | 2457.944 | 1883.0955 | 1579.1431 | 1491.0871 | 1116.6039 | 1068.2146 | 1420.2341 | 1234.0525 | 1262.2228 | -82%
| Spain | 5563.901 | 3886.6468 | 3201.4696 | 2750.8593 | 2758.2898 | 1422.8035 |  |  |  | 912.6338 | 897.0841 | 926.7302 | 826.2276 | 686.7911 | 822.1244 | -85.22%
| Türkiye | [6 empty] | 1865.5357 | 1496.3047 | 1435.9432 | 1096.9479 | 972.9611 | 920.0802 | 732.4802 | 732.4492 | 1032.6897 | -44.64%
| United States | 5552.4285 | 5343.3323 | 5205.8071 | 4196.9126 | 3436.4322 | 3062.1627 | 2651.7879 | 2230.0258 | 1844.1949 | 1453.149 | 1317.4012 | 1233.0081 | 1187.4554 | 1135.0121 | 1058.0371 | -80.94%

## Table 3.1
Table 3.1 Utility-scale solar PV TICs by region and in the top four major utility-scale markets, 2015-2024
|  | 2015 |  |  | 2024
| Region/country | 5th percentile | Weighted average | 95th percentile | 5th percentile | Weighted average | 95th percentile
(2024 USD/kW)
| Africa | 1 591 | 3 437 | 5 091 | 861 | 1 093 | 1 630
| Central America and the Caribbean | 2 042 | 2 612 | 3 956 | 939 | 1 375 | 2 288
| Eurasia | 2 481 | 3 438 | 4 509 | 671 | 1 030 | 2 861
| Europe | 1 339 | 1 759 | 3 552 | 524 | 779 | 1 312
| Oceania | 2 160 | 2 663 | 2 787 | 598 | 944 | 1 385
| Other Asia | 1 819 | 2 652 | 4 929 | 502 | 1 133 | 2 585
| Other North America | 1 986 | 2 642 | 6 007 | 807 | 1 206 | 1 689
| Other South America | 2 234 | 3 202 | 5 440 | 596 | 1 048 | 1 634
| Brazil | 2 088 | 2 498 | 2 633 | 503 | 724 | 1 152
| China | 1 523 | 1 623 | 2 767 | 438 | 591 | 867
| India | 1 090 | 1 548 | 2 515 | 415 | 525 | 831
| United States | 1 932 | 3 062 | 4 835 | 771 | 1 058 | 2 308

## Fig. 3.4
Figure 3.4 Detailed breakdown of utility-scale solar PV TICSs by country, 2024
Share of Total installed cost (%)
|  | Category | Cost Component | Argentina | Austria | Belgium | Brazil | Bulgaria | Canada | Chile | China | Czech Republic | Germany | Greece | Hungary | India | Indonesia | Italy | Japan | Poland | Portugal | Republic of Korea | Russian Federation | Saudi Arabia | Slovakia | Spain | Sweden | United Kingdom | United States
|  | Module and inverter | Modules | 32.16% | 31.35% | 28.24% | 27.32% | 30.91% | 25.49% | 28.73% | 26.7% | 37.24% | 34.54% | 30.67% | 31.77% | 32.43% | 32.05% | 43.15% | 12.74% | 29.85% | 34.22% | 32.98% | 31% | 27.01% | 28.49% | 34.77% | 34.62% | 22.68% | 29.97%
|  |  | Inverters | 7.09% | 4.345% | 6.434% | 5.845% | 5.975% | 4.619% | 5.213% | 6.613% | 5.145% | 5.495% | 6.879% | 5.823% | 5.632% | 7.599% | 5.788% | 3.396% | 3.463% | 6.713% | 6.917% | 6.903% | 4.134% | 6.184% | 5.693% | 5.736% | 2.826% | 5.194%
|  | BoS Hardware | Racking and mounting | 9.622% | 12.82% | 10.27% | 11.83% | 14.59% | 7.334% | 12.74% | 2.302% | 6.158% | 8.635% | 7.452% | 7.106% | 9.144% | 6.527% | 6.284% | 4.198% | 10.17% | 5.601% | 6.6% | 7.884% | 11.18% | 8.621% | 7.857% | 9.012% | 5.67% | 8.289%
|  |  | Grid connection | 8.356% | 7.535% | 9.7% | 6.403% | 13.22% | 5.703% | 8.096% | 11.93% | 8.053% | 10.65% | 10.17% | 9.685% | 5.51% | 9.352% | 6.732% | 38.68% | 12.07% | 12.61% | 7.372% | 11.1% | 5.803% | 27.03% | 8.149% | 7.176% | 7.367% | 7.941%
|  |  | Cabling/ wiring | 10.02% | 14.6% | 2.812% | 6.218% | 5.477% | 4.349% | 6.726% | 2.576% | 2.581% | 6.116% | 4.012% | 4.389% | 5.308% | 8.963% | 3.142% | 3.019% | 4.749% | 3.833% | 7.032% | 5.17% | 7.359% | 3.357% | 6.257% | 2.613% | 7.27% | 6.605%
|  |  | Safety and security | 0.6191% | 0.2357% | 2.286% | 3.991% | 1.271% | 1.261% | 2.811% | 2.069% | 1.437% | 1.535% | 2.866% | 4.539% | 6.38% | 0.9744% | 2.15% | 0.5189% | 3.116% | 0.6544% | 0.8526% | 2.179% | 1.281% | 1.151% | 0.307% | 2.189% | 1.68% | 2.423%
|  |  | Monitoring and control | 0.7432% | 0.5534% | 0.7865% | 2.561% | 1.185% | 0.8121% | 0.743% | 0.4804% | 0.7351% | 0.8029% | 0.4041% | 0.9761% | 0.4424% | 1.56% | 0.6619% | 0.566% | 1.484% | 1.153% | 0.5053% | 0.3449% | 1.329% | 0.7072% | 0.5823% | 0.4657% | 0.3223% | 1.19%
|  | Installation | Mechanical installation | 7.85% | 6.356% | 9.3% | 7.826% | 3.863% | 13.55% | 4.899% | 9.708% | 7.416% | 7.732% | 7.595% | 3.4% | 6.092% | 3.41% | 10.81% | 11.56% | 7.419% | 8.473% | 7.412% | 6.366% | 6.743% | 5.131% | 10.01% | 13.13% | 11.14% | 14.21%
|  |  | Electrical installation | 7.217% | 6.475% | 7.611% | 6.403% | 4.979% | 11.27% | 4.315% | 8.338% | 5.733% | 6.291% | 6.735% | 4.321% | 4.226% | 2.436% | 4.796% | 9.481% | 7.716% | 7.393% | 5.203% | 6.953% | 4.976% | 6.186% | 8.294% | 10.99% | 9.858% | 5.91%
|  |  | Inspection | 1.485% | 3.664% | 1.089% | 1.022% | 1.374% | 3.339% | 1.315% | 1.907% | 1.192% | 1.315% | 3.009% | 2.728% | 1.213% | 4.385% | 0.9582% | 2.547% | 1.484% | 2.162% | 1.074% | 2.765% | 3.939% | 1.158% | 1.02% | 1.039% | 5.612% | 0.7186%
|  | Soft costs | Margin | 9.369% | 7.744% | 13.77% | 5.846% | 9.306% | 14.47% | 11.18% | 10.84% | 15.76% | 11.21% | 13.18% | 11.88% | 4.309% | 12.86% | 7.937% | 5.66% | 11.38% | 7.685% | 7.696% | 8.691% | 14.95% | 6.626% | 9.461% | 5.477% | 9.519% | 10.05%
|  |  | Financing costs | 1.745% | 1.549% | 2.256% | 3.699% | 2.06% | 0.9561% | 8.198% | 8.923% | 1.813% | 1.4% | 3.726% | 1.918% | 10.71% | 4.333% | 2.331% | 0.8019% | 2.46% | 1.848% | 7.06% | 1.521% | 0.4863% | 1.713% | 2.216% | 1.427% | 1.451% | 1.422%
|  |  | System design | 1.164% | 0.8031% | 1.265% | 4.176% | 1.047% | 2.693% | 1.085% | 0.8186% | 2.091% | 1.047% | 1.29% | 0.6465% | 1.798% | 1.462% | 1.24% | 2.028% | 1.484% | 1.008% | 1.095% | 2.37% | 4.831% | 1.458% | 0.5823% | 3.628% | 0.6239% | 2.524%
|  |  | Permitting | 1.861% | 1.145% | 1.619% | 4.269% | 2.679% | 2.161% | 2.315% | 2.634% | 2.499% | 1.803% | 0.4299% | 7.389% | 2.853% | 2.923% | 3.473% | 4.387% | 2.176% | 4.936% | 4.751% | 5.379% | 3.842% | 1.545% | 4.22% | 1.951% | 5.709% | 0.6882%
|  |  | Incentive application | 0% | 0.3544% | 0.2162% | 1.299% | 0% | 1.222% | 0.829% | 3.239% | 0.4247% | 0% | 0% | 2.58% | 1.713% | 0% | 0% | 0.283% | 0% | 0% | 3% | 0.7982% | 0% | 0% | 0% | 0.1816% | 5.127% | 1.734%
|  |  | Customer acquisition | 0.6989% | 0.4714% | 2.348% | 1.299% | 2.06% | 0.7682% | 0.8002% | 0.9247% | 1.715% | 1.427% | 1.576% | 0.8393% | 2.24% | 1.169% | 0.5464% | 0.1415% | 0.9905% | 1.71% | 0.451% | 0.5662% | 2.14% | 0.6426% | 0.5823% | 0.3696% | 3.142% | 1.136%

## Fig. 3.5
Figure 3.5 Breakdown of utility-scale solar PV total installed costs by country, 2020 and 2024
2024 USD/kW
|  | Module and inverter |  | BoS hardware |  | Installation |  | Soft costs
|  | 2020 | 2024 | 2020 | 2024 | 2020 | 2024 | 2020 | 2024
| Argentina | 392.9456 | 351.4263 | 243.451 | 262.9122 | 377.7533 | 148.1999 | 522.7957 | 132.8505
| Brazil | 343.7707 | 240.2488 | 487.159 | 224.5607 | 354.1226 | 110.4765 | 268.3401 | 149.1505
| Canada | 649.0636 | 365.371 | 316.835 | 236.0981 | 353.039 | 341.6349 | 360.0255 | 270.1863
| China | 384.3188 | 196.7158 | 134.5258 | 114.3473 | 147.7077 | 117.8359 | 190.6755 | 161.6871
| Germany | 351.1947 | 237.3845 | 230.0205 | 164.4774 | 156.2105 | 90.951 | 184.1851 | 100.1537
| India | 339.3139 | 199.9073 | 216.0013 | 140.661 | 72.775 | 60.5592 | 156.9226 | 124.0399
| Indonesia | 598.2232 | 238.43 | 456.1514 | 164.63 | 40.7681 | 61.53 | 318.7628 | 136.79
| Italy | 421.3466 | 393.576 | 206.0297 | 152.5488 | 208.4715 | 133.1644 | 192.6349 | 124.871
| United Kingdom | 436.066 | 290.6029 | 381.6381 | 254.1796 | 141.1643 | 303.2196 | 155.0732 | 291.3599
| United States | 557.3055 | 372.0641 | 357.4578 | 279.8325 | 272.1856 | 220.4463 | 262.9442 | 185.6941

## Table 3.2
Table 3.2 Global weighted-average capacity factors for utility-scale PV systems by year of commissioning, 2010–2024
| Year | 5th percentile | Weighted average | 95th percentile
| 2010 | 11.1% | 15% | 25.2%
| 2011 | 10.1% | 15.3% | 26%
| 2012 | 10.5% | 15.1% | 25.9%
| 2013 | 11.9% | 16.5% | 23%
| 2014 | 10.8% | 16.6% | 24.4%
| 2015 | 10.8% | 16.5% | 29%
| 2016 | 10.7% | 16.8% | 25.7%
| 2017 | 11.4% | 17.5% | 27%
| 2018 | 12.5% | 17.9% | 27%
| 2019 | 10.9% | 17.5% | 24.3%
| 2020 | 9.9% | 16.1% | 20.8%
| 2021 | 10.8% | 17.2% | 21.3%
| 2022 | 10.4% | 16.9% | 20.4%
| 2023 | 10% | 16.2% | 21.7%
| 2024 | 11.5% | 17.4% | 22.6%

## Fig. 3.6
Figure 3.6 Survey results for the average all-in O&M costs for utility-scale solar PV by cost category and country, 2023 and 2024
2024 USD/kW/year
|  | Technical operation |  | Insurances |  | Preventive maintenance |  | Commercial operation |  | Corrective maintenance |  | Greenkeeping |  | Security |  | Panel Cleaning |  | Total
|  | 2023 | 2024 | 2023 | 2024 | 2023 | 2024 | 2023 | 2024 | 2023 | 2024 | 2023 | 2024 | 2023 | 2024 | 2023 | 2024 | 2023 | 2024
| Upper bound | 3.4 | 3.22 | 3.17 | 3.1 | 2.25 | 2.29 | 0.99 | 0.99 | 0.24 | 0.05 | 0.33 | 0.59 | 0.16 | 0.1 | 0.15 | 0.04 | 9.74 | 9.4
| Average | 2.54 | 2.52 | 2.1 | 2.17 | 1.5 | 1.56 | 0.61 | 0.58 | 0.12 | 0.02 | 0.08 | 0.09 | 0.07 | 0.04 | 0.04 | 0.01 | 7.07 | 6.99
| Lower bound | 1.62 | 1.4 | 1.36 | 1.17 | 0.85 | 0.83 | 0.18 | 0.21 | 0.02 | 0 | 0 | 0 | 0 | 0 | 0 | 0 | 4.51 | 3.82

## Fig. 3.7
Figure 3.7 Survey results for the average all-in O&M costs for utility-scale solar PV by cost category and region, in 2023 and 2024
2024 USD/kW/year
|  | Technical operation |  | Insurances |  | Preventive maintenance |  | Commercial operation |  | Corrective maintenance |  | Greenkeeping |  | Security |  | Panel Cleaning |  | Total
|  | 2023 | 2024 | 2023 | 2024 | 2023 | 2024 | 2023 | 2024 | 2023 | 2024 | 2023 | 2024 | 2023 | 2024 | 2023 | 2024 | 2023 | 2024
| Upper bound | 2.79 | 2.57 | 2.96 | 2.47 | 2.04 | 1.83 | 0.82 | 0.66 | 0.36 | 0.03 | 0.13 | 0.09 | 0.11 | 0.13 | 0.14 | 0.12 | 8.43 | 7.23
| Average | 2.32 | 2.33 | 2.04 | 2.02 | 1.5 | 1.43 | 0.49 | 0.46 | 0.15 | 0.02 | 0.06 | 0.04 | 0.08 | 0.06 | 0.08 | 0.03 | 6.71 | 6.39
| Lower bound | 1.78 | 1.92 | 1.54 | 1.63 | 1.04 | 1.11 | 0.16 | 0.27 | 0.03 | 0 | 0 | 0 | 0.05 | 0.02 | 0.02 | 0 | 5.08 | 5.31

## Fig. 3.9
Figure 3.8 Global utility-scale solar PV project LCOE and range, 2010-2024
LCOE (2024 USD/kWh)
|  | 2010 | 2011 | 2012 | 2013 | 2014 | 2015 | 2016 | 2017 | 2018 | 2019 | 2020 | 2021 | 2022 | 2023 | 2024
| 5th percentile | 0.23326 | 0.1954 | 0.15707 | 0.13609 | 0.11094 | 0.088384 | 0.081653 | 0.058003 | 0.053531 | 0.050406 | 0.042067 | 0.03336 | 0.031075 | 0.030419 | 0.031735
| Weighted average | 0.41696 | 0.3499 | 0.26002 | 0.20022 | 0.18287 | 0.13511 | 0.11835 | 0.092945 | 0.07864 | 0.068642 | 0.061 | 0.054526 | 0.051092 | 0.042378 | 0.04262
| 95th percentile | 0.57267 | 0.57449 | 0.46559 | 0.41974 | 0.39557 | 0.32308 | 0.26729 | 0.23426 | 0.226 | 0.17825 | 0.17967 | 0.13661 | 0.12349 | 0.096074 | 0.12152

## Fig B3.3
Figure B3.3 Drivers of the decline of the global weighted average LCOE of utility-scale solar PV, 2010-2024
|  |  | Total installed costs | [5 empty] | Finance | Opex | Performance
|  | 2010 | Module | Inverter | Installation/EPC/development | Racking and mounting | Other BoS hardware | Soft costs | WACC | All-in O&M | Capacity factor | 2024
| 2024 USD/kW | 0.417 | -0.173 | -0.033 | -0.053 | -0.024 | -0.009 | -0.052 | -0.011 | -0.01 | -0.01 | 0.043
| Share Of Decline 2010-2024 |  | 46% | 9% | 14% | 6% | 2% | 14% | 3% | 3% | 3%

## Fig. 3.10
Figure 3.10 Utility-scale solar PV weighted average cost of electricity in selected countries, 2010-2024
|  | 2010 | 2011 | 2012 | 2013 | 2014 | 2015 | 2016 | 2017 | 2018 | 2019 | 2020 | 2021 | 2022 | 2023 | 2024 | % decrease 2010-2024
| Australia | 0.47926 | 0.48666 | 0.29419 | 0.16841 | 0.13855 | 0.11901 | 0.0913 | 0.099888 | 0.081959 | 0.078138 | 0.058783 | 0.047999 | 0.042101 | 0.035941 | 0.049016 | -89.77%
| Brazil |  | 0.6053 |  | 0.4304 | 0.16475 | 0.18041 | 0.13692 | 0.090188 | 0.10969 | 0.10002 | 0.079169 | 0.048541 | 0.044522 | 0.042363 | 0.0477 | -92.12%
| China | 0.34322 | 0.30213 | 0.22277 | 0.17443 | 0.13018 | 0.096698 | 0.083758 | 0.073191 | 0.055855 | 0.051631 | 0.043841 | 0.039096 | 0.038662 | 0.036069 | 0.033003 | -90.38%
| France | 0.44738 | 0.45325 | 0.46128 | 0.27304 | 0.18134 | 0.12674 | 0.09951 | 0.088964 | 0.074935 | 0.068668 | 0.06075 | 0.055964 | 0.064313 | 0.053715 | 0.071245 | -84.08%
| Germany | 0.42398 | 0.3544 | 0.2835 | 0.22218 | 0.162 | 0.12686 | 0.10978 | 0.099811 | 0.093829 | 0.074849 | 0.061319 | 0.058096 | 0.07288 | 0.051802 | 0.059338 | -86%
| Greece | 0.43688 | 0.29675 | 0.178 | 0.15727 |  |  |  | 0.15364 | 0.12099 |  | 0.056797 | 0.053669 | 0.07441 | 0.046123 | 0.04378 | -89.98%
| India | 0.39814 | 0.25257 | 0.21485 | 0.21443 | 0.13955 | 0.091168 | 0.085864 | 0.078316 | 0.056709 | 0.044776 | 0.042423 | 0.039525 | 0.039028 | 0.042047 | 0.037807 | -90.5%
| Italy | 0.46209 | 0.441 | 0.22445 | 0.19904 | 0.15712 |  |  | 0.079926 | 0.06986 | 0.064459 | 0.060635 | 0.057048 | 0.063661 | 0.055382 | 0.06094 | -86.81%
| Japan |  | 0.50191 | 0.35323 | 0.29249 | 0.25874 | 0.18437 | 0.18532 | 0.14602 | 0.13488 | 0.1238 | 0.11523 | 0.09991 | 0.099801 | 0.10275 | 0.11972 | -76.15%
| Netherlands | [6 empty] | 0.13107 | 0.14681 | 0.11124 | 0.10596 | 0.10253 | 0.089441 | 0.092861 | 0.066903 | 0.042454 | -67.61%
| Poland | 2020: 0.14548; 2021: 0.099127; 2022: 0.11552; 2023: 0.079384; 2024: 0.084885 | -41.65%
| Republic of Korea |  | 0.53238 | 0.27814 | 0.25249 | 0.19406 | 0.1781 | 0.17048 | 0.11438 | 0.093988 | 0.086199 | 0.06537 | 0.062987 | 0.076822 | 0.068457 | 0.083599 | -84.3%
| Spain | 0.36775 | 0.25544 | 0.20555 | 0.15678 | 0.15057 | 0.08727 |  |  |  | 0.054904 | 0.050299 | 0.053668 | 0.047738 | 0.039491 | 0.053061 | -85.57%
| Türkiye | [6 empty] | 0.141 | 0.13367 | 0.10636 | 0.096172 | 0.073928 | 0.070554 | 0.073686 | 0.069533 | 0.085118 | -39.63%
| United States | 0.2722 | 0.29598 | 0.25382 | 0.22756 | 0.17379 | 0.16048 | 0.14337 | 0.10543 | 0.081708 | 0.068533 | 0.066805 | 0.062362 | 0.060141 | 0.058627 | 0.069525 | -74.46%

## Table 3.3
Table 3.3 Utility-scale solar PV’s LCOE by region and in the top four major utility-scale markets, 2015-2024
|  | 2015 |  |  | 2024
| Region/country | 5th percentile | Weighted average | 95th percentile | 5th percentile | Weighted average | 95th percentile
(2024 USD/kWh)
| Africa | 0.1 | 0.225 | 0.356 | 0.049 | 0.074 | 0.186
| Central America and the Caribbean | 0.117 | 0.154 | 0.258 | 0.07 | 0.091 | 0.152
| Eurasia | 0.247 | 0.338 | 0.439 | 0.068 | 0.087 | 0.256
| Europe | 0.081 | 0.15 | 0.182 | 0.041 | 0.06 | 0.103
| Oceania | 0.106 | 0.119 | 0.122 | 0.033 | 0.049 | 0.065
| Other Asia | 0.101 | 0.181 | 0.378 | 0.035 | 0.07 | 0.146
| Other North America | 0.091 | 0.163 | 0.425 | 0.062 | 0.094 | 0.147
| Other South America | 0.091 | 0.122 | 0.192 | 0.04 | 0.063 | 0.126
| Brazil | 0.144 | 0.18 | 0.193 | 0.036 | 0.048 | 0.077
| China | 0.104 | 0.097 | 0.186 | 0.028 | 0.033 | 0.052
| India | 0.073 | 0.091 | 0.178 | 0.032 | 0.038 | 0.059
| United States | 0.093 | 0.16 | 0.302 | 0.049 | 0.07 | 0.141

## Fig. B3.4
Figure B3.4: Global weighted average and range of total installed costs, capacity factors and LCOEs for solar PV, 2010-2024
G20 Total installed cost (2024 USD/kW)
|  | 2010 | 2011 | 2012 | 2013 | 2014 | 2015 | 2016 | 2017 | 2018 | 2019 | 2020 | 2021 | 2022 | 2023 | 2024
| 5th percentile | 3925.3154 | 3041.4024 | 2429.353 | 2003.9377 | 1661.1447 | 1394.4683 | 1203.6728 | 984.9006 | 948.2785 | 832.0726 | 666.5278 | 630.8287 | 595.8987 | 531.9864 | 472.2999
| Weighted average | 5283.8445 | 4642.2757 | 3479.3147 | 2863.5793 | 2780.2651 | 2062.9181 | 1871.7996 | 1628.3548 | 1415.4247 | 1158.4176 | 1028.9307 | 952.0604 | 927 | 774.1394 | 680.1735
| 95th percentile | 8786.1541 | 8375.6711 | 7545.5034 | 6277.0529 | 6047.5001 | 4668.7943 | 3852.4186 | 3302.1534 | 3267.422 | 2739.2357 | 2639.8597 | 2031.9339 | 1889.5361 | 1626.0675 | 1456.5076
G20 Capacity factor (%)
|  | 2010 | 2011 | 2012 | 2013 | 2014 | 2015 | 2016 | 2017 | 2018 | 2019 | 2020 | 2021 | 2022 | 2023 | 2024
| 5th percentile | 11.15% | 10.09% | 10.47% | 11.7% | 10.8% | 10.69% | 10.69% | 11% | 12.2% | 10.6% | 9.9% | 10.7% | 10.2% | 9.8% | 11.37%
| Weighted average | 14.96% | 15.31% | 15.04% | 15.7% | 16.45% | 16.11% | 16.73% | 17.47% | 17.86% | 17.55% | 16.04% | 17.08% | 16.59% | 15.93% | 17.27%
| 95th percentile | 25.53% | 26% | 24.63% | 23% | 23.84% | 22.83% | 23.43% | 27% | 27% | 23.62% | 21.1% | 20.93% | 19.74% | 21.06% | 21.13%
G20 LCOE (2024 USD/kWh)
|  | 2010 | 2011 | 2012 | 2013 | 2014 | 2015 | 2016 | 2017 | 2018 | 2019 | 2020 | 2021 | 2022 | 2023 | 2024
| 5th percentile | 0.23322 | 0.19477 | 0.15696 | 0.13667 | 0.10914 | 0.088313 | 0.081653 | 0.057992 | 0.053543 | 0.049244 | 0.041651 | 0.033133 | 0.030818 | 0.030443 | 0.031019
| Weighted average | 0.41701 | 0.34698 | 0.25582 | 0.19511 | 0.17938 | 0.13117 | 0.11116 | 0.088603 | 0.076669 | 0.062939 | 0.059111 | 0.053186 | 0.051016 | 0.04237 | 0.042034
| 95th percentile | 0.57331 | 0.56595 | 0.46173 | 0.41797 | 0.39943 | 0.32159 | 0.25485 | 0.21269 | 0.21275 | 0.16679 | 0.17038 | 0.12638 | 0.10934 | 0.091282 | 0.11208

## 4 Offshore wind>>
Contents

## Fig 4.1
Figure 4.1 Global weighted average and range of total installed costs, capacity factors and LCOE for offshore wind, 2010-2024
Offshore Wind 2010-2024
Total installed cost (2024 USD/kW)
|  | 2010 | 2011 | 2012 | 2013 | 2014 | 2015 | 2016 | 2017 | 2018 | 2019 | 2020 | 2021 | 2022 | 2023 | 2024
| 5th percentile | 3555.8724 | 3587.745 | 3568.5307 | 2520.8548 | 2659.8374 | 3612.808 | 3402.9967 | 3305.0715 | 2548.485 | 3456.3018 | 2716.4144 | 2303.4333 | 2243.1391 | 1643.0848 | 1470.5882
| Weighted average | 5518.2769 | 6343.0151 | 5650.7554 | 5819.4933 | 6246.5571 | 6264.9013 | 4932.6331 | 5531.1886 | 4943.6038 | 4353.5101 | 3687.2756 | 3229.208 | 3518.2666 | 2867.4389 | 2851.7479
| 95th percentile | 7654.5582 | 8077.5317 | 7038.6826 | 6960.4508 | 7723.6633 | 7698.8998 | 13922.5107 | 6531.389 | 6686.4469 | 6995.6973 | 9540.1122 | 5667.3595 | 5547.9283 | 5735.2599 | 6052.1971
Capacity factor (%)
|  | 2010 | 2011 | 2012 | 2013 | 2014 | 2015 | 2016 | 2017 | 2018 | 2019 | 2020 | 2021 | 2022 | 2023 | 2024
| 5th percentile | 22.37% | 29.01% | 28.63% | 26% | 20.4% | 28.19% | 28.81% | 30.7% | 24.6% | 30.23% | 29.36% | 30.94% | 27.53% | 30.31% | 33.28%
| Weighted average | 37.93% | 38.14% | 39.61% | 44.4% | 35.06% | 41.9% | 39.71% | 44.73% | 39.29% | 42.47% | 38.53% | 38.81% | 41.45% | 40.78% | 41.58%
| 95th percentile | 49.5% | 41.75% | 44.33% | 54% | 44.78% | 48.79% | 46.8% | 50.42% | 48.74% | 52.24% | 46.79% | 45% | 49.29% | 51.98% | 49.47%
LCOE (2024 USD/kWh)
|  | 2010 | 2011 | 2012 | 2013 | 2014 | 2015 | 2016 | 2017 | 2018 | 2019 | 2020 | 2021 | 2022 | 2023 | 2024
| 5th percentile | 0.12845 | 0.1271 | 0.1209 | 0.10364 | 0.14301 | 0.11827 | 0.11235 | 0.10928 | 0.086672 | 0.083921 | 0.07386 | 0.065676 | 0.064285 | 0.053699 | 0.046548
| Weighted average | 0.20787 | 0.21537 | 0.18508 | 0.15602 | 0.18996 | 0.15495 | 0.12839 | 0.11663 | 0.11417 | 0.094946 | 0.091455 | 0.081926 | 0.080761 | 0.076452 | 0.079117
| 95th percentile | 0.31165 | 0.24713 | 0.23261 | 0.24058 | 0.22231 | 0.20408 | 0.40704 | 0.17838 | 0.15766 | 0.14234 | 0.26686 | 0.12457 | 0.1464 | 0.17498 | 0.16917

## Fig 4.2
Figure 4.2 Average distance from shore and water depth for offshore wind in China, Europe and the rest of the world, 2010-2024
`
| Year | Country (China/Europe/Rest of the World) | Capacity (MW) | Distance from shore (m) | Offshore Water Depth (m)
| 2010 | Europe | 60 | 56.2 | 30
| 2010 | Europe | 165 | 46 | 37
| 2010 | Europe | 172.8 | 7 | 13
| 2010 | Europe | 180 | 11 | 12
| 2010 | Europe | 300 | 12 | 25
| 2010 | Europe | 207 | 8.8 | 12
| 2010 | China | 32 | 8 | 4
| 2010 | China | 102 | 13 | 10
| 2011 | Europe | 48.3 | 16 | 18
| 2011 | Europe | 183.6 | 19 | 23
| 2012 | Europe | 183.6 | 19 | 30
| 2012 | Europe | 316.8 | 23 | 22
| 2012 | Europe | 504 | 36 | 34
| 2012 | Europe | 150 | 10 | 20
| 2013 | Europe | 400 | 101 | 41
| 2013 | Europe | 216 | 38 | 29.6
| 2013 | Europe | 270 | 8 | 15
| 2013 | Europe | 399.6 | 21 | 19
| 2013 | Europe | 630 | 20 | 25
| 2013 | Europe | 295.2 | 30 | 27.5
| 2014 | Europe | 108 | 29 | 23
| 2014 | Europe | 288 | 89 | 26
| 2014 | Europe | 388.8 | 14 | 24
| 2015 | Europe | 200 | 65.7 | 33
| 2015 | Europe | 400 | 115 | 40
| 2015 | Europe | 49.5 | 8.8 | 5
| 2015 | Europe | 129 | 23 | 24
| 2015 | Europe | 210 | 8 | 26
| 2015 | Europe | 219 | 8 | 18
| 2015 | Europe | 288 | 54 | 22
| 2015 | Europe | 288 | 70 | 32
| 2015 | Europe | 301.6 | 57 | 24
| 2015 | Europe | 576 | 12.87 | 28
| 2015 | Europe | 288 | 57 | 44
| 2015 | Europe | 295.2 | 57 | 25
| 2015 | China | 202 | 10 | 12
| 2016 | Europe | 144 | 1.1 | 7
| 2016 | Europe | 582 | 44.2 | 33.6
| 2016 | China | 50 | 8.3 | 15
| 2016 | China | 152 | 25 | 14.6
| 2016 | Rest of the World | 30 | 4.8 | 28.2
| 2016 | Rest of the World | 2 | 1 | 100
| 2017 | Europe | 110.7 | 16 | 11
| 2017 | Europe | 165 | 46 | 36
| 2017 | Europe | 256 | 6 | 14
| 2017 | Europe | 288 | 90 | 35
| 2017 | Europe | 332.1 | 47.3 | 29
| 2017 | Europe | 402 | 32 | 27
| 2017 | Europe | 402 | 95 | 39.8
| 2017 | Europe | 600 | 85 | 36
| 2017 | Europe | 350 | 73 | 43
| 2017 | Europe | 42 | 1.55 | 15
| 2017 | China | 300 | 15 | 12
| 2017 | Rest of the World | 8 | 2 | 31
| 2017 | Rest of the World | 30 | 1 | 10
| 2018 | Europe | 308.7 | 33 | 36
| 2018 | Europe | 330 | 19 | 37
| 2018 | Europe | 330 | 19 | 37
| 2018 | Europe | 352.8 | 27 | 39
| 2018 | Europe | 400.2 | 17 | 41
| 2018 | Europe | 573.3 | 32 | 26
| 2018 | Europe | 28 | 1 | 6
| 2018 | Europe | 93.2 | 3 | 30
| 2018 | Europe | 252 | 18.4 | 55
| 2018 | Europe | 5 | 1.5 | 30
| 2018 | China | 252 | 11 | 16
| 2018 | China | 90 | 5 | 3
| 2018 | China | 77.4 | 5 | 8
| 2018 | China | 300 | 14 | 25
| 2018 | China | 200 | 18 | 10
| 2018 | China | 150 | 21 | 22
| 2018 | China | 151.8 | 21 | 22
| 2018 | China | 400 | 16 | 18
| 2018 | China | 120 | 25 | 11
| 2018 | China | 300 | 23 | 13
| 2019 | Europe | 16.8 | 98 | 40
| 2019 | Europe | 202.56 | 65.5 | 35
| 2019 | Europe | 252.2 | 95 | 40
| 2019 | Europe | 369.6 | 23 | 35
| 2019 | Europe | 387 | 68 | 37
| 2019 | Europe | 396 | 45 | 33
| 2019 | Europe | 406.7 | 20.9 | 20
| 2019 | Europe | 497 | 100 | 40
| 2019 | Europe | 1218 | 120 | 37
| 2019 | Europe | 12 | 1.5 | 20
| 2019 | Europe | 336 | 13.5 | 55
| 2019 | China | 100 | 10.7 | 6
| 2019 | China | 185 | 8 | 25
| 2019 | China | 250 | 6 | 20
| 2019 | China | 56 | 2.4 | 25
| 2019 | China | 112 | 2.4 | 25
| 2019 | China | 132 | 2.4 | 25
| 2019 | China | 302.5 | 12 | 32
| 2019 | China | 303.3 | 12 | 15
| 2019 | Rest of the World | 120 | 2 | 31
| 2019 | China | 122.55 | 40 | 17
| 2019 | China | 178.2 | 40 | 17
| 2019 | China | 302.4 | 42 | 15
| 2019 | China | 290.4 | 4.7 | 38
| 2020 | Europe | 464.8 | 49.8 | 28
| 2020 | Europe | 112 | 105 | 40
| 2020 | Europe | 218.5 | 52 | 40
| 2020 | Europe | 235.2 | 50 | 39.9
| 2020 | Europe | 252 | 40 | 38
| 2020 | Europe | 752 | 22 | 38
| 2020 | Europe | 714 | 42 | 48
| 2020 | Rest of the World | 60 | 12.4 | 25
| 2020 | China | 300 | 22.5 | 28.3
| 2020 | China | 400 | 19.5 | 30
| 2020 | Rest of the World | 12 | 44.448 | 25.4
| 2020 | Rest of the World | 8 | 8 | 20
| 2020 | Rest of the World | 60 | 12.4 | 25
| 2020 | China | 301.5 | 45 | 15
| 2021 | Europe | 19 | 22.2 | 38.5
| 2021 | Europe | 382.7 | 6.4 | 6
| 2021 | Europe | 604.8 | 26.4 | 35
| 2021 | Europe | 731.5 | 22.2 | 37
| 2021 | Europe | 857 | 32 | 18
| 2021 | Europe | 949 | 27.5 | 57
| 2021 | China | 200 | 5 | 25
| 2021 | China | 302.8 | 0.85 | 12.21
| 2021 | China | 280.3 | 4.7 | 28
| 2021 | China | 297.8 | 4.7 | 28
| 2021 | Rest of the World | 29.4 | 5 | 8
| 2021 | Rest of the World | 29.4 | 9.2 | 3
| 2021 | Rest of the World | 50 | 4.7 | 8
| 2021 | China | 282 | 25 | 10
| 2021 | China | 300 | 17 | 12
| 2021 | China | 301.2 | 15.7 | 12
| 2021 | China | 399.95 | 25 | 14
| 2021 | China | 302.5 | 12 | 32
| 2021 | China | 303.3 | 12 | 15
| 2021 | China | 500.5 | 10 | 27
| 2021 | Rest of the World | 50 | 3 | 5
| 2021 | Rest of the World | 141 | 1 | 5
| 2021 | China | 101.15 | 20 | 11
| 2021 | China | 103.5 | 40 | 18
| 2021 | China | 150 | 30 | 13
| 2021 | China | 200 | 15 | 15
| 2021 | China | 200 | 47 | 10
| 2021 | China | 206.4 | 10 | 9
| 2021 | China | 206.4 | 67 | 20
| 2021 | China | 246 | 6 | 20
| 2021 | China | 300 | 36 | 18
| 2021 | China | 300 | 37 | 15
| 2021 | China | 300 | 48 | 21
| 2021 | China | 301.5 | 40 | 20
| 2021 | China | 302.5 | 10 | 19
| 2021 | China | 303.9 | 20 | 32
| 2021 | China | 320 | 8 | 38
| 2021 | Rest of the World | 109.2 | 8 | 28
| 2021 | Rest of the World | 294.8 | 35.7 | 44.1
| 2021 | China | 302.2 | 20 | 27
| 2021 | Rest of the World | 60 | 1.84 | 23
| 2021 | China | 100 | 12 | 15
| 2021 | China | 100 | 39 | 20.5
| 2021 | China | 400 | 33 | 15
| 2022 | Europe | 30 | 1.5 | 18
| 2022 | Europe | 342 | 47.6 | 26
| 2022 | Europe | 480 | 12 | 23
| 2022 | Europe | 750 | 18.5 | 28
| 2022 | Europe | 924 | 89 | 40
| 2022 | Europe | 740 | 25 | 62
| 2022 | Europe | 10 | 41 | 37
| 2022 | China | 308 | 13 | 25
| 2022 | Rest of the World | 84 | 1.5 | 26
| 2022 | China | 304 | 10 | 8.2
| 2022 | China | 400 | 25 | 37
| 2022 | China | 501 | 16 | 20
| 2022 | China | 502 | 25 | 38.6
| 2022 | China | 503.1 | 25 | 37
| 2022 | Rest of the World | 605.2 | 35.7 | 44
| 2022 | China | 401.5 | 20 | 26
| 2022 | China | 501 | 55 | 46
| 2022 | China | 400 | 19 | 15
| 2023 | Europe | 163 | 4.2 | 25
| 2023 | Europe | 257 | 19 | 46
| 2023 | Europe | 483 | 131 | 35
| 2023 | Europe | 700 | 18.5 | 28
| 2023 | Europe | 708 | 19 | 28
| 2023 | Europe | 335 | 25 | 62
| 2023 | Europe | 360 | 22.8 | 39
| 2023 | China | 504 | 22.8 | 15
| 2023 | Rest of the World | 54.6 | 1.5 | 26
| 2023 | China | 240 | 22 | 40
| 2023 | China | 304 | 6.7 | 11.3
| 2023 | China | 304 | 10 | 8.2
| 2023 | China | 306 | 19 | 29
| 2023 | China | 501.5 | 16 | 19
| 2023 | China | 594 | 25 | 31
| 2023 | China | 228 | 62 | 47
| 2023 | China | 275 | 62 | 47
| 2023 | Rest of the World | 22 | 30 | 38
| 2023 | Rest of the World | 294.8 | 35.7 | 44
| 2023 | Rest of the World | 376 | 3.8 | 54
| 2023 | China | 85 | 22 | 40
| 2023 | China | 126 | 22 | 40
| 2023 | China | 300 | 23 | 40
| 2023 | China | 407 | 48 | 43
| 2024 | Europe | 11 | 67 | 35
| 2024 | Europe | 344 | 4.2 | 25
| 2024 | Europe | 730 | 30 | 44
| 2024 | Europe | 770 | 19 | 28
| 2024 | Europe | 136 | 22.8 | 39
| 2024 | Europe | 497 | 17.2 | 30
| 2024 | Rest of the World | 112 | 1.5 | 30
| 2024 | Rest of the World | 130 | 48 | 36
| 2024 | China | 75 | 8 | 15
| 2024 | China | 200 | 23 | 22
| 2024 | China | 300 | 20 | 12
| 2024 | China | 300 | 20 | 20
| 2024 | China | 450.5 | 22.3 | 30.5
| 2024 | Rest of the World | 48 | 12.5 | 41
| 2024 | Rest of the World | 547.2 | 35.7 | 44
| 2024 | Rest of the World | 605.2 | 35.7 | 44
| 2024 | China | 110 | 1 | 25
| 2024 | China | 400.2 | 30.3 | 40
| 2024 | China | 507.6 | 48 | 46
| 2024 | China | 705.5 | 15 | 25

## Fig 4.3
Figure 4.3 Distance from shore and water depth for offshore wind by country, 2010-2024
| Country | Year | Capacity (MW) | Distance from shore (m) | Offshore Water Depth (m)
| Belgium | 2010 | 165 | 46 | 37
| Belgium | 2013 | 216 | 38 | 29.6
| Belgium | 2013 | 295.2 | 30 | 27.5
| Belgium | 2017 | 165 | 46 | 36
| Belgium | 2018 | 308.7 | 33 | 36
| Belgium | 2019 | 369.6 | 23 | 35
| Belgium | 2020 | 218.5 | 52 | 40
| Belgium | 2020 | 235.2 | 50 | 39.9
| Belgium | 2020 | 252 | 40 | 38
| China | 2010 | 32 | 8 | 4
| China | 2010 | 102 | 13 | 10
| China | 2018 | 252 | 11 | 16
| China | 2019 | 100 | 10.7 | 6
| China | 2019 | 185 | 8 | 25
| China | 2019 | 250 | 6 | 20
| China | 2021 | 200 | 5 | 25
| China | 2021 | 302.8 | 0.85 | 12.21
| China | 2021 | 280.3 | 4.7 | 28
| China | 2021 | 297.8 | 4.7 | 28
| China | 2023 | 504 | 22.8 | 15
| China | 2018 | 90 | 5 | 3
| China | 2016 | 50 | 8.3 | 15
| China | 2018 | 77.4 | 5 | 8
| China | 2021 | 282 | 25 | 10
| China | 2022 | 308 | 13 | 25
| China | 2021 | 300 | 17 | 12
| China | 2021 | 301.2 | 15.7 | 12
| China | 2021 | 399.95 | 25 | 14
| China | 2017 | 300 | 15 | 12
| China | 2018 | 300 | 14 | 25
| China | 2019 | 56 | 2.4 | 25
| China | 2019 | 112 | 2.4 | 25
| China | 2019 | 132 | 2.4 | 25
| China | 2020 | 300 | 22.5 | 28.3
| China | 2018 | 200 | 18 | 10
| China | 2019 | 302.5 | 12 | 32
| China | 2019 | 303.3 | 12 | 15
| China | 2020 | 400 | 19.5 | 30
| China | 2021 | 302.5 | 12 | 32
| China | 2021 | 303.3 | 12 | 15
| China | 2021 | 500.5 | 10 | 27
| China | 2015 | 202 | 10 | 12
| China | 2016 | 152 | 25 | 14.6
| China | 2018 | 150 | 21 | 22
| China | 2018 | 151.8 | 21 | 22
| China | 2018 | 400 | 16 | 18
| China | 2019 | 122.55 | 40 | 17
| China | 2019 | 178.2 | 40 | 17
| China | 2019 | 302.4 | 42 | 15
| China | 2021 | 101.15 | 20 | 11
| China | 2021 | 103.5 | 40 | 18
| China | 2021 | 150 | 30 | 13
| China | 2021 | 200 | 15 | 15
| China | 2021 | 200 | 47 | 10
| China | 2021 | 206.4 | 10 | 9
| China | 2021 | 206.4 | 67 | 20
| China | 2021 | 246 | 6 | 20
| China | 2021 | 300 | 36 | 18
| China | 2021 | 300 | 37 | 15
| China | 2021 | 300 | 48 | 21
| China | 2021 | 301.5 | 40 | 20
| China | 2021 | 302.5 | 10 | 19
| China | 2021 | 303.9 | 20 | 32
| China | 2021 | 320 | 8 | 38
| China | 2022 | 304 | 10 | 8.2
| China | 2022 | 400 | 25 | 37
| China | 2022 | 501 | 16 | 20
| China | 2022 | 502 | 25 | 38.6
| China | 2022 | 503.1 | 25 | 37
| China | 2023 | 240 | 22 | 40
| China | 2023 | 304 | 6.7 | 11.3
| China | 2023 | 304 | 10 | 8.2
| China | 2023 | 306 | 19 | 29
| China | 2023 | 501.5 | 16 | 19
| China | 2023 | 594 | 25 | 31
| China | 2024 | 75 | 8 | 15
| China | 2024 | 200 | 23 | 22
| China | 2024 | 300 | 20 | 12
| China | 2024 | 300 | 20 | 20
| China | 2024 | 450.5 | 22.3 | 30.5
| China | 2023 | 228 | 62 | 47
| China | 2023 | 275 | 62 | 47
| China | 2018 | 120 | 25 | 11
| China | 2018 | 300 | 23 | 13
| China | 2021 | 302.2 | 20 | 27
| China | 2022 | 401.5 | 20 | 26
| China | 2022 | 501 | 55 | 46
| China | 2023 | 85 | 22 | 40
| China | 2023 | 126 | 22 | 40
| China | 2023 | 300 | 23 | 40
| China | 2023 | 407 | 48 | 43
| China | 2024 | 110 | 1 | 25
| China | 2024 | 400.2 | 30.3 | 40
| China | 2024 | 507.6 | 48 | 46
| China | 2024 | 705.5 | 15 | 25
| China | 2019 | 290.4 | 4.7 | 38
| China | 2020 | 301.5 | 45 | 15
| China | 2021 | 100 | 12 | 15
| China | 2021 | 100 | 39 | 20.5
| China | 2021 | 400 | 33 | 15
| China | 2022 | 400 | 19 | 15
| Denmark | 2010 | 207 | 8.8 | 12
| Denmark | 2013 | 399.6 | 21 | 19
| Denmark | 2018 | 28 | 1 | 6
| Denmark | 2019 | 406.7 | 20.9 | 20
| Denmark | 2021 | 604.8 | 26.4 | 35
| Denmark | 2023 | 163 | 4.2 | 25
| Denmark | 2024 | 344 | 4.2 | 25
| Germany | 2010 | 60 | 56.2 | 30
| Germany | 2015 | 200 | 65.7 | 33
| Germany | 2015 | 400 | 115 | 40
| Germany | 2013 | 400 | 101 | 41
| Germany | 2020 | 464.8 | 49.8 | 28
| Germany | 2019 | 16.8 | 98 | 40
| Germany | 2011 | 48.3 | 16 | 18
| Germany | 2014 | 108 | 29 | 23
| Germany | 2014 | 288 | 89 | 26
| Germany | 2015 | 288 | 54 | 22
| Germany | 2015 | 288 | 70 | 32
| Germany | 2015 | 301.6 | 57 | 24
| Germany | 2016 | 582 | 44.2 | 33.6
| Germany | 2017 | 110.7 | 16 | 11
| Germany | 2017 | 288 | 90 | 35
| Germany | 2017 | 332.1 | 47.3 | 29
| Germany | 2017 | 402 | 95 | 39.8
| Germany | 2019 | 202.56 | 65.5 | 35
| Germany | 2019 | 252.2 | 95 | 40
| Germany | 2019 | 387 | 68 | 37
| Germany | 2019 | 396 | 45 | 33
| Germany | 2019 | 497 | 100 | 40
| Germany | 2020 | 112 | 105 | 40
| Germany | 2022 | 342 | 47.6 | 26
| Germany | 2023 | 257 | 19 | 46
| Germany | 2024 | 11 | 67 | 35
| Germany | 2024 | 730 | 30 | 44
| Germany | 2015 | 288 | 57 | 44
| Germany | 2015 | 295.2 | 57 | 25
| Germany | 2017 | 350 | 73 | 43
| Germany | 2022 | 10 | 41 | 37
| Netherlands | 2015 | 129 | 23 | 24
| Netherlands | 2016 | 144 | 1.1 | 7
| Netherlands | 2017 | 600 | 85 | 36
| Netherlands | 2020 | 752 | 22 | 38
| Netherlands | 2021 | 19 | 22.2 | 38.5
| Netherlands | 2021 | 382.7 | 6.4 | 6
| Netherlands | 2021 | 731.5 | 22.2 | 37
| Netherlands | 2022 | 750 | 18.5 | 28
| Netherlands | 2023 | 700 | 18.5 | 28
| Netherlands | 2023 | 708 | 19 | 28
| Netherlands | 2024 | 770 | 19 | 28
| United Kingdom | 2000 | 4 | 1 | 6
| United Kingdom | 2003 | 60 | 7.2 | 12
| United Kingdom | 2004 | 60 | 2.3 | 8
| United Kingdom | 2005 | 90 | 8.5 | 5
| United Kingdom | 2006 | 90 | 7.5 | 20
| United Kingdom | 2007 | 10 | 23 | 45
| United Kingdom | 2007 | 90 | 6.4 | 12
| United Kingdom | 2009 | 90 | 8 | 12.5
| United Kingdom | 2009 | 194.4 | 5 | 11
| United Kingdom | 2010 | 172.8 | 7 | 13
| United Kingdom | 2010 | 180 | 11 | 12
| United Kingdom | 2010 | 300 | 12 | 25
| United Kingdom | 2011 | 183.6 | 19 | 23
| United Kingdom | 2012 | 150 | 10 | 20
| United Kingdom | 2012 | 183.6 | 19 | 30
| United Kingdom | 2012 | 316.8 | 23 | 22
| United Kingdom | 2012 | 504 | 36 | 34
| United Kingdom | 2013 | 270 | 8 | 15
| United Kingdom | 2013 | 630 | 20 | 25
| United Kingdom | 2014 | 388.8 | 14 | 24
| United Kingdom | 2015 | 49.5 | 8.8 | 5
| United Kingdom | 2015 | 210 | 8 | 26
| United Kingdom | 2015 | 219 | 8 | 18
| United Kingdom | 2015 | 576 | 12.87 | 28
| United Kingdom | 2017 | 256 | 6 | 14
| United Kingdom | 2017 | 402 | 32 | 27
| United Kingdom | 2018 | 93.2 | 3 | 30
| United Kingdom | 2018 | 252 | 18.4 | 55
| United Kingdom | 2018 | 330 | 19 | 37
| United Kingdom | 2018 | 330 | 19 | 37
| United Kingdom | 2018 | 352.8 | 27 | 39
| United Kingdom | 2018 | 400.2 | 17 | 41
| United Kingdom | 2018 | 573.3 | 32 | 26
| United Kingdom | 2019 | 12 | 1.5 | 20
| United Kingdom | 2019 | 336 | 13.5 | 55
| United Kingdom | 2019 | 1218 | 120 | 37
| United Kingdom | 2020 | 714 | 42 | 48
| United Kingdom | 2021 | 857 | 32 | 18
| United Kingdom | 2021 | 949 | 27.5 | 57
| United Kingdom | 2022 | 740 | 25 | 62
| United Kingdom | 2022 | 924 | 89 | 40
| United Kingdom | 2023 | 335 | 25 | 62
| United Kingdom | 2023 | 483 | 131 | 35

## Fig 4.4
Figure 4.4 Offshore wind foundation types in China, Europe, and the rest of the world, 2024.
| Region/Country | Monopile | Jacket | Gravity | Other
| Europe | 78% | 13% | 5% | 4%
| China | 43% | 57%
| Rest of the world | 17% | 83%

## Fig 4.5
Figure 4.5 Project turbine size, global weighted average turbine size and wind farm capacity for offshore wind, 2010-2024
Turbine rating and project capacity (MW)
Offshore wind
|  | Turbine capacity (MW) |  |  | Average wind farm size (MW)
| Year | 5th percentile | Weighted average | 95th percentile
| 2010 | 2.105 | 3.0951 | 4.65 | 135.678
| 2011 | 2.37 | 3.2305 | 3.54 | 110
| 2012 | 3.6 | 3.9565 | 4.85 | 288.6
| 2013 | 1.74 | 4.1151 | 5.7475 | 304
| 2014 | 2.24 | 3.5602 | 3.6 | 201.2
| 2015 | 3 | 4.1867 | 6.405 | 247
| 2016 | 1.68 | 5.3418 | 6.0144 | 149.029
| 2017 | 3.18 | 5.5363 | 6.914 | 253
| 2018 | 2.5 | 5.3736 | 8.25 | 236
| 2019 | 3.42 | 6.7707 | 8.4 | 273
| 2020 | 4.4 | 6.8222 | 8.62 | 275
| 2021 | 4 | 6.281 | 9.5 | 273
| 2022 | 2.37 | 7.9208 | 10.9 | 393
| 2023 | 4.06 | 9.8978 | 12.7 | 355
| 2024 | 7.525 | 9.3433 | 11.95 | 332

## Fig 4.6
Figure 4.6 Representative offshore wind farm total installed cost breakdowns by country/region, 2013, 2015, 2016, 2017, 2019 and 2021
| Source | Contingency & Other | Development | Electrical Interconnection | Foundations | Installation | Turbine
| IEA wind, generic (2016) | 9.66% | 6.466% | 14.59% | 16.94% | 12.85% | 39.48%
| Generic OECD average (2019) | 13.46% | 3.549% | 16.95% | 14.42% | 14.08% | 37.53%
| Europe (2016) | 12% | 3% | 17% | 13% | 25% | 30%
| Europe (2015) | 7.663% | 2.666% | 15.7% | 16.06% | 17.26% | 40.65%
| United States (2017) | 14.4% | 5% | 24.4% | 13.5% | 8.4% | 34.3%
| United States (2019) | 10.17% | 5.593% | 20.85% | 22.37% | 5.424% | 35.59%
| United States (2013) | 12% | 2% | 12% | 22% | 19% | 33%
| IEA wind, generic (2017) | 14.34% | 2.921% | 13.27% | 15.93% | 15.93% | 37.59%
| United Kingdom (2019) | 11.64% | 2.727% | 13.18% | 13.84% | 17.91% | 40.7%
| Malaysia (2021) | 10.46% | 9.2% | 7.93% | 20.79% | 9.74% | 41.87%
| JRC (2017) | 10% | 7% | 8% | 18% | 14% | 43%

## Fig 4.7
Figure 4.7 Project and global weighted average total installed costs for offshore wind, 2010-2024
Offshore Wind 2010-2024
Total installed cost (2024 USD/kW)
|  | 2010 | 2011 | 2012 | 2013 | 2014 | 2015 | 2016 | 2017 | 2018 | 2019 | 2020 | 2021 | 2022 | 2023 | 2024
| 5th percentile | 3555.8724 | 3587.745 | 3568.5307 | 2520.8548 | 2659.8374 | 3612.808 | 3402.9967 | 3305.0715 | 2548.485 | 3456.3018 | 2716.4144 | 2303.4333 | 2243.1391 | 1643.0848 | 1470.5882
| Weighted average | 5518.2769 | 6343.0151 | 5650.7554 | 5819.4933 | 6246.5571 | 6264.9013 | 4932.6331 | 5531.1886 | 4943.6038 | 4353.5101 | 3687.2756 | 3229.208 | 3518.2666 | 2867.4389 | 2851.7479
| 95th percentile | 7654.5582 | 8077.5317 | 7038.6826 | 6960.4508 | 7723.6633 | 7698.8998 | 13922.5107 | 6531.389 | 6686.4469 | 6995.6973 | 9540.1122 | 5667.3595 | 5547.9283 | 5735.2599 | 6052.1971

## Fig 4.8
Figure 4.8 Installation time and MW installed per year by offshore wind projects in Europe and Asia, 2010-2024
| Year | Offshore Wind Project Average Construction duration (Year) | Average delivered capacity per yeary per project (MW)
| 2010 | 1.9945 | 86.6374
| 2011 | 0.8137 | 59.3586
| 2012 | 3.1123 | 161.9366
| 2013 | 2.7055 | 143.558
| 2014 | 2.2157 | 91.8748
| 2015 | 2.3926 | 130.3955
| 2016 | 1.5716 | 167.6886
| 2017 | 1.5984 | 183.7249
| 2018 | 1.8752 | 155.9686
| 2019 | 2.3018 | 157.1212
| 2020 | 2.0324 | 203.502
| 2021 | 1.753 | 328.5354
| 2022 | 1.0503 | 605.9999
| 2023 | 1.3 | 344.4
| 2024 | 1.3 | 346.8

## Fig 4.9
Figure 4.9 Project and global weighted average capacity factors for offshore wind, 2010-2024
Offshore Wind 2010-2024
Capacity factor (%)
|  | 2010 | 2011 | 2012 | 2013 | 2014 | 2015 | 2016 | 2017 | 2018 | 2019 | 2020 | 2021 | 2022 | 2023 | 2024
| 5th percentile | 22.37% | 29.01% | 28.63% | 26% | 20.4% | 28.19% | 28.81% | 30.7% | 24.6% | 30.23% | 29.36% | 30.94% | 27.53% | 30.31% | 33.28%
| Weighted average | 37.93% | 38.14% | 39.61% | 44.4% | 35.06% | 41.9% | 39.71% | 44.73% | 39.29% | 42.47% | 38.53% | 38.81% | 41.45% | 40.78% | 41.58%
| 95th percentile | 49.5% | 41.75% | 44.33% | 54% | 44.78% | 48.79% | 46.8% | 50.42% | 48.74% | 52.24% | 46.79% | 45% | 49.29% | 51.98% | 49.47%

## Fig 4.10
Figure 4.10 Global weighted average offshore wind turbine rotor diameter and hub height, 2010-2024
| Year | Weighted average hub height (m) | Weighted Average rotor diameter (m)
| 2010 | 83.0928 | 111.8969
| 2011 | 80 | 93
| 2012 | 80 | 107
| 2013 | 89.8038 | 118.5188
| 2014 | 90 | 116.4545
| 2015 | 86.8037 | 119.8156
| 2016 | 104.1052 | 141.4345
| 2017 | 99.8633 | 143.5458
| 2018 | 100.5759 | 142.2195
| 2019 | 107.5732 | 157.3704
| 2020 | 98.6283 | 158.1192
| 2021 | 100.5527 | 160.3486
| 2022 | 120.1282 | 177.5066
| 2023 | 127 | 207
| 2024 | 117 | 200

## Fig 4.11
Figure 4.11 Averaged offshore wind fixed O&M for selected countries, 2010-2024
Fixed O&M Offshore wind cost (2024 USD/kW/year)
|  | 2010 | 2011 | 2012 | 2013 | 2014 | 2015 | 2016 | 2017 | 2018 | 2019 | 2020 | 2021 | 2022 | 2023 | 2024
| 5th percentile | 92.02 | 91.15 | 91.1 | 90.04 | 91.31 | 90.12 | 90.2 | 90.99 | 91.42 | 92.02 | 90.23 | 88.27 | 84.15 | 82.85 | 78.5
| Weighted average | 111 | 113 | 112 | 111 | 113 | 112 | 111 | 111 | 112 | 111 | 110 | 109 | 106 | 104 | 102
| 95th percentile | 128 | 131 | 132 | 131 | 134 | 131 | 130 | 132 | 133 | 127 | 126 | 121 | 121 | 121 | 121
| Country | 2010: Fixed O&M (2024 USD/kW)
| China | 2010: 77.5323
| United States | 2010: 79.9591
| Japan | 2010: 92.0352
| France | 2010: 98.7616
| Netherlands | 2010: 102.3215
| United Kingdom | 2010: 111.5435
| Belgium | 2010: 112.0699
| Germany | 2010: 116.17
| Denmark | 2010: 124.6117

## Fig 4.12
Figure 4.12 Offshore wind project and global weighted average LCOE, 2010-2024
Offshore Wind 2010-2024
LCOE (2024 USD/kWh)
|  | 2010 | 2011 | 2012 | 2013 | 2014 | 2015 | 2016 | 2017 | 2018 | 2019 | 2020 | 2021 | 2022 | 2023 | 2024
| 5th percentile | 0.12845 | 0.1271 | 0.1209 | 0.10364 | 0.14301 | 0.11827 | 0.11235 | 0.10928 | 0.086672 | 0.083921 | 0.07386 | 0.065676 | 0.064285 | 0.053699 | 0.046548
| Weighted average | 0.20787 | 0.21537 | 0.18508 | 0.15602 | 0.18996 | 0.15495 | 0.12839 | 0.11663 | 0.11417 | 0.094946 | 0.091455 | 0.081926 | 0.080761 | 0.076452 | 0.079117
| 95th percentile | 0.31165 | 0.24713 | 0.23261 | 0.24058 | 0.22231 | 0.20408 | 0.40704 | 0.17838 | 0.15766 | 0.14234 | 0.26686 | 0.12457 | 0.1464 | 0.17498 | 0.16917

## Table 4.1
Table 4.1 Project characteristics in China and Europe in 2010 and 2024
| The average offshore wind farm in China vs Europe |  | 2010 | 2024
| Project size (MW) | China | 67 | 339
|  | Europe | 155.3 | 415
| Distance from shore (km) | China | 11.806 | 24
|  | Europe | 18.0431 | 20
| Water depth (m) | China | 8.5672 | 29
|  | Europe | 20.5525 | 38
| Hub height (m) | China | 80 | 138
|  | Europe | 83.0928 | 114
| Rotor diameter (m) | China | 90 | 235
|  | Europe | 111.8969 | 177
| Turbine size (MW) | China | 2.7612 | 10.0616
|  | Europe | 3.1363 | 9.2

## Table 4.2
Table 4.2 Regional and country weighted average total installed costs and ranges for offshore wind, 2010 and 2024
|  | 2010 |  |  | 2024
|  | 5th percentile | Weighted average | 95th percentile | 5th percentile | Weighted average | 95th percentile
(2024 USD/kW)
| Asia | 3 386 | 5 316 | 5 952 | 1 449 | 2 467 | 6 052
| China | 3 307 | 5 268 | 5 852 | 1 434 | 1 520 | 1 869
| Japan | 5 808 | 5 808 | 5 808 | 5 684 | 5 684 | 5 684
| Europe | 4 183 | 5 547 | 7 655 | 2 713 | 3 389 | 5 250
| Denmark | 3 888 | 3 888 | 3 888 | 2 987 | 2 987 | 2 987
| France | n.a. | n.a. | n.a. | 4 911 | 4 991 | 5 347
| Germany | 7 655 | 7 655 | 7 655 | 3 061 | 3 000 | 4 611
| The Netherlands* | 4 883 | 4 883 | 4 883 | 2 626 | 2 626 | 2 626
| United Kingdom** | 4 799 | 5 399 | 5 761 | 3 362 | 3 514 | 3 743
Notes: see Annex III for regional country groupings; n.a. = not applicable
* Countries where data were only available for projects commissioned in 2015, not 2010.
** Countries where data were only available for projects commissioned in 2023, not 2024.

## Table 4.3
Table 4.3 Weighted average capacity factors for offshore wind projects in selected countries, 2010 and 2024
Capacity factor (%)
Offshore wind
|  | 2010 | 2024 | Percentage change 2010-2024
%
| China | 30 | 37 | 23%
| Denmark | 44 | 52 | 18%
| France | n.a. | 44 | n.a.
| Germany | 50 | 46 | 8%
| Japan | 28 | 37 | 32%
| The Netherlands* | 48 | 49 | 2%
| United Kingdom** | 36 | 52 | 44%
Notes: see Annex III for regional country groupings; n.a. = not applicable
* Countries where data were only available for projects commissioned in 2015, not 2010.
** Countries where data were only available for projects commissioned in 2023, not 2024.

## Table 4.4
Table 4.4 Regional and country weighted average LCOE of offshore wind, 2010 and 2024
LCOE (2024 USD/kWh)
Offshore wind
|  | 2010 |  |  | 2024
|  | 5th percentile | Weighted average | 95th percentile | 5th percentile | Weighted average | 95th percentile
(2024 USD/kW)
| Asia | 0.135 | 0.201 | 0.222 | 0.047 | 0.078 | 0.164
| China | 0.133 | 0.2 | 0.22 | 0.046 | 0.056 | 0.063
| Japan | 0.212 | 0.212 | 0.212 | 0.181 | 0.181 | 0.181
| Europe | 0.142 | 0.208 | 0.246 | 0.056 | 0.08 | 0.125
| Denmark | 0.119 | 0.119 | 0.119 | 0.053 | 0.053 | 0.053
| France | n.a. | n.a. | n.a. | 0.123 | 0.123 | 0.126
| Germany | 0.195 | 0.198 | 0.205 | 0.07 | 0.069 | 0.094
| The Netherlands* | 0.115 | 0.115 | 0.115 | 0.066 | 0.066 | 0.066
Notes: see Annex III for regional country groupings; n.a. = not applicable; kW = kilowatt.
* Countries where data were only available for projects commissioned in 2015, not 2010.
** Countries where data were only available for projects commissioned in 2023, not 2024.

## 5 CSP>>
Contents

## Fig 5.1
Figure 5.1 Global weighted average and range of total installed costs, capacity factors and LCOE for CSP, 2010-2024
CSP 2010-2024
Total installed cost (2024 USD/kW)
|  | 2010 | 2011 | 2012 | 2013 | 2014 | 2015 | 2016 | 2017 | 2018 | 2019 | 2020 | 2021 | 2022 | 2023 | 2024
| 5th percentile | 5513 | 9387.8331 | 7204.1293 | 4537.0084 | 3334.2377 | 4369.8209 | 3222.204 | 4667.114 | 4110.0906 | 4446.2405 | 5104.6711 | 10326.3768 | 4536.9179 | 6110.1598 | 2252.0347
| Weighted average | 10703 | 12610 | 9745 | 7645 | 6562 | 8767 | 9215 | 8723 | 6256 | 7838 | 5391 | 10326 | 4537 | 6746 | 3677
| 95th percentile | 14823.113 | 20977.4614 | 13372.9644 | 11280.0981 | 8517.9269 | 10647.346 | 13775.5898 | 10586.2451 | 8175.7305 | 10247.751 | 6014.4145 | 10326.3768 | 4536.9179 | 8130.088 | 6491.8052
Capacity factor (%)
|  | 2010 | 2011 | 2012 | 2013 | 2014 | 2015 | 2016 | 2017 | 2018 | 2019 | 2020 | 2021 | 2022 | 2023 | 2024
| 5th percentile | 23.66% | 23.69% | 21.39% | 22.83% | 25.58% | 22.34% | 15.06% | 29.72% | 32.01% | 23.18% | 40.25% | 80% | 35.8% | 54.5% | 27.64%
| Weighted average | 30% | 35% | 27% | 31% | 29% | 40% | 36% | 39% | 45% | 37% | 42% | 80% | 36% | 55% | 41%
| 95th percentile | 38.98% | 53.1% | 38.81% | 44.2% | 31.63% | 50.47% | 51.14% | 42.66% | 61.29% | 54.36% | 45.59% | 80% | 35.8% | 54.5% | 53.46%
LCOE (2024 USD/kWh)
|  | 2010 | 2011 | 2012 | 2013 | 2014 | 2015 | 2016 | 2017 | 2018 | 2019 | 2020 | 2021 | 2022 | 2023 | 2024
| 5th percentile | 0.34321 | 0.28078 | 0.24956 | 0.21104 | 0.14294 | 0.18882 | 0.18901 | 0.13715 | 0.089455 | 0.11698 | 0.10962 | 0.12675 | 0.12441 | 0.10956 | 0.046938
| Weighted average | 0.40163 | 0.38888 | 0.37932 | 0.27959 | 0.24287 | 0.25136 | 0.27904 | 0.23284 | 0.16699 | 0.23803 | 0.11909 | 0.12675 | 0.12441 | 0.1196 | 0.091843
| 95th percentile | 0.45812 | 0.53186 | 0.46469 | 0.38319 | 0.30005 | 0.32603 | 0.30996 | 0.27681 | 0.25032 | 0.38176 | 0.12345 | 0.12675 | 0.12441 | 0.14144 | 0.14064

## Fig 5.2
Figure 5.2 CSP total installed costs by project size, collector type and amount of storage, 2010-2024
Individual project data contains confidential information
|  | 5th percentile | Weighted-average (2024 USD/kW) | 95th percentile
| 2010 | 5513 | 10703 | 14823.113
| 2011 | 9387.8331 | 12610 | 20977.4614
| 2012 | 7204.1293 | 9745 | 13372.9644
| 2013 | 4537.0084 | 7645 | 11280.0981
| 2014 | 3334.2377 | 6562 | 8517.9269
| 2015 | 4369.8209 | 8767 | 10647.346
| 2016 | 3222.204 | 9215 | 13775.5898
| 2017 | 4667.114 | 8723 | 10586.2451
| 2018 | 4110.0906 | 6256 | 8175.7305
| 2019 | 4446.2405 | 7838 | 10247.751
| 2020 | 5104.6711 | 5391 | 6014.4145
| 2021 | 10326.3768 | 10326 | 10326.3768
| 2022 | 4536.9179 | 4537 | 4536.9179
| 2023 | 6110.1598 | 6746 | 8130.088
| 2024 | 2252.0347 | 3677 | 6491.8052

## Fig 5.3
Figure 5.3 Capacity factor trends for CSP plants by direct normal irradiance and storage duration, 2010-2024
| Storage hours | Capfactor | Direct normal irradiance (DNI)
| 0 to 4 h | 37.67% | 2963
| 0 to 4 h | 43.38% | 2952
| 0 to 4 h | 18.65% | 1996
| 0 to 4 h | 35.73% | 2497
| 0 to 4 h | 27.4% | 1952
| 0 to 4 h | 25.62% | 1930
| 4 to 8 h | 36.07% | 2096
| 4 to 8 h | 36.07% | 2107
| 4 to 8 h | 39.95% | 2260
| 4 to 8 h | 40.87% | 2007
| 4 to 8 h | 36.53% | 2064
| 4 to 8 h | 19.41% | 2393
| 4 to 8 h | 38.81% | 2104
| 4 to 8 h | 38.81% | 2064
| 4 to 8 h | 36.07% | 2096
| 4 to 8 h | 38.81% | 2062
| 4 to 8 h | 38.49% | 2784
| 4 to 8 h | 39.95% | 2007
| 4 to 8 h | 38.81% | 2055
| 4 to 8 h | 45.3% | 1789
| 4 to 8 h | 36.53% | 2937
| 4 to 8 h | 57.08% | 2830
| 4 to 8 h | 39.95% | 2069
| 4 to 8 h | 39.95% | 2086
| 4 to 8 h | 34.25% | 2503
| 4 to 8 h | 38.05% | 2508
| 4 to 8 h | 35.84% | 1883
| 4 to 8 h | 31.05% | 1952
| 4 to 8 h | 43.38% | 2960
| 4 to 8 h | 26% | 2157
| 4 to 8 h | 46% | 1702
| 4 to 8 h | 36% | 2821
| 8 to 10 | 41% | 1982
| 8 to 10 | 52.51% | 2949
| 8 to 10 | 51.89% | 2734
| 8 to 10 | 41.1% | 2077
| 8 to 10 | 45.43% | 1950
| 8 to 10 | 35.8% | 1887
| 8 to 10 | 39.95% | 1863
| 8 to 10 | 49.32% | 1641
| 9 to 10 | 55% | 2000
| 10+ | 63.1% | 2072
| 10+ | 45.89% | 1649
| 10+ | 55.14% | 1654
| 10+ | 63.93% | 1734
| 10+ | 55% | 2000
| 10+ | 80% | 3186
| 10+ | 55% | 2904
| no storage | 21.69% | 2159
| no storage | 21.69% | 2068
| no storage | 22.83% | 1992
| no storage | 23.74% | 2064
| no storage | 32.68% | 2768
| no storage | 27.4% | 2065
| no storage | 23.86% | 2086
| no storage | 23.59% | 1799
| no storage | 29.68% | 1476
| no storage | 27.4% | 2888
| no storage | 26.94% | 2074
| no storage | 26.14% | 2064
| no storage | 26.14% | 2064
| no storage | 23.97% | 2019
| no storage | 22.83% | 2076
| no storage | 22.83% | 2076
| no storage | 22.83% | 2076
| no storage | 27.14% | 1667
| no storage | 22.83% | 2053
| no storage | 30.19% | 2393
| no storage | 25.57% | 1742
| no storage | 26.48% | 2676
| no storage | 22.15% | 2092
| no storage | 22.15% | 2092
| no storage | 22.83% | 2068
| no storage | 22.83% | 2076
| no storage | 22.83% | 2042
0.4338
0.5251
0.5189
0.411
0.411
0.631
0.8

## Fig 5.4
Figure 5.4 Average project size and average storage hours of CSP projects, 2010-2024
| Project size MW | 2010 | 2011 | 2012 | 2013 | 2014 | 2015 | 2016 | 2017 | 2018 | 2019 | 2020 | 2021 | 2022 | 2023 | 2024
| 5th percentile | 50 | 20 | 29.6 | 43.8 | 50 | 55 | 44.9 | 52.5 | 50 | 45.8 | 52.5 | 110 | 50 | 105 | 49
| Average | 54.1667 | 44.5364 | 50.125 | 75.3125 | 165.875 | 86.6667 | 76 | 75 | 121.4286 | 70.4444 | 75 | 110 | 50 | 150 | 88
| 95th percentile | 68.8 | 50 | 52.5 | 163.8 |  | 109 | 143.5 | 97.5 | 200 | 120.6 | 97.5 | 110 | 50 | 195 | 108.5
| Storage hours | 2010 | 2011 | 2012 | 2013 | 2014 | 2015 | 2016 | 2017 | 2018 | 2019 | 2020 | 2021 | 2022 | 2023 | 2024
| 5th percentile | 0 | 0 | 0 | 0 | 0 | 2.88 | 2.1 | 3.7 | 4.95 | 1.58 | 10.15 | 17.5 | 9 | 10.25 | 2.9
| Weighted average | 3.5 | 5.2 | 1.6 | 2.7 | 0 | 5.2 | 3.4 | 3.7 | 9.1 | 4.7 | 11 | 17.5 | 9 | 11.7 | 8.5
| 95th percentile | 7.5 | 11.25 | 8 | 9 | 0 | 9.53 | 8.67 | 3.7 | 13.8 | 9.65 | 12.85 | 17.5 | 9 | 14.75 | 11.4

## Fig 5.5
Figure 5.5 LCOE for CSP projects by technology and storage duration, 2010-2024
Individual project data contains confidential information
|  | 5th percentile | Weighted-average (2024 USD/kWh) | 95th percentile
| 2010 | 0.34321 | 0.40163 | 0.45812
| 2011 | 0.28078 | 0.38888 | 0.53186
| 2012 | 0.24956 | 0.37932 | 0.46469
| 2013 | 0.21104 | 0.27959 | 0.38319
| 2014 | 0.14294 | 0.24287 | 0.30005
| 2015 | 0.18882 | 0.25136 | 0.32603
| 2016 | 0.18901 | 0.27904 | 0.30996
| 2017 | 0.13715 | 0.23284 | 0.27681
| 2018 | 0.089455 | 0.16699 | 0.25032
| 2019 | 0.11698 | 0.23803 | 0.38176
| 2020 | 0.10962 | 0.11909 | 0.12345
| 2021 | 0.12675 | 0.12675 | 0.12675
| 2022 | 0.12441 | 0.12441 | 0.12441
| 2023 | 0.10956 | 0.1196 | 0.14144
| 2024 | 0.046938 | 0.091843 | 0.14064

## Fig 5.6
Figure 5.6 Reduction in LCOE for CSP projects, 2010-2024, by source
2024 USD/kWh
| LCOE 2010 | 0.405 | Share
| Total installed cost | -0.134 | 43%
| O&M | -0.048 | 15%
| WACC | -0.131 | 42%
| LCOE 2024 | 0.092

## 6 Hydro>>
Contents

## Fig 6.1
Figure 6.1 Global weighted average and range of total installed costs, capacity factors and LCOEs for hydropower, 2010-2024
Hydropower 2010-2024
Total installed cost (2023 USD/kW)
|  | 2010 | 2011 | 2012 | 2013 | 2014 | 2015 | 2016 | 2017 | 2018 | 2019 | 2020 | 2021 | 2022 | 2023 | 2024
| 5th percentile | 956.7799 | 1010.5365 | 1041.1994 | 1044.5997 | 1095.176 | 1123.4871 | 1013.6538 | 1125.5483 | 1078.1633 | 1242.5917 | 1333.962 | 1401.0106 | 937.7939 | 1275.0318 | 930.9005
| Weighted average | 1493.8934 | 1472.0236 | 1573.6424 | 1779.2048 | 1632.3831 | 1793.0501 | 2124.9196 | 2180.5262 | 1709.3159 | 2101.7986 | 2203.0415 | 2421.7043 | 3126.4344 | 2872.9978 | 2266.5878
| 95th percentile | 3479.9154 | 3233.8541 | 4007.7809 | 4119.3165 | 4961.7021 | 5240.4456 | 6532.2946 | 7963.9696 | 4669.8113 | 4684.0877 | 8410.2523 | 5796.1265 | 6857.3201 | 8706.7915 | 4396.0541
Capacity factor (%)
|  | 2010 | 2011 | 2012 | 2013 | 2014 | 2015 | 2016 | 2017 | 2018 | 2019 | 2020 | 2021 | 2022 | 2023 | 2024
| 5th percentile | 30.93% | 31.42% | 30.44% | 32.65% | 33.84% | 32.71% | 30.85% | 23.3% | 26.88% | 34.61% | 29.09% | 31.4% | 39.23% | 34.04% | 30.84%
| Weighted average | 43.92% | 44.14% | 45.84% | 50.04% | 50.22% | 50.68% | 50.28% | 46.97% | 45.51% | 48.4% | 45.4% | 44.72% | 47.3% | 53.31% | 48.02%
| 95th percentile | 65.93% | 65.53% | 68.06% | 70.76% | 75.22% | 79.85% | 69.38% | 69.09% | 70.47% | 70.19% | 74.32% | 74% | 68.36% | 72.17% | 72.78%
LCOE (2023 USD/kWh)
|  | 2010 | 2011 | 2012 | 2013 | 2014 | 2015 | 2016 | 2017 | 2018 | 2019 | 2020 | 2021 | 2022 | 2023 | 2024
| 5th percentile | 0.028891 | 0.030416 | 0.032467 | 0.032643 | 0.032426 | 0.032067 | 0.035844 | 0.037218 | 0.036811 | 0.033409 | 0.037696 | 0.042699 | 0.029351 | 0.027499 | 0.030527
| Weighted average | 0.044167 | 0.041529 | 0.043207 | 0.04829 | 0.037728 | 0.041542 | 0.054965 | 0.057615 | 0.045251 | 0.046389 | 0.052213 | 0.054504 | 0.062645 | 0.05842 | 0.056526
| 95th percentile | 0.10458 | 0.091243 | 0.10865 | 0.11758 | 0.15589 | 0.14332 | 0.20472 | 0.28992 | 0.15773 | 0.15202 | 0.226 | 0.16791 | 0.22726 | 0.32735 | 0.14675

## Fig 6.2
Figure 6.2 Total installed costs by project and global weighted average for hydropower, 2010-2024
Total installed cost (2024 USD/kW)
|  | 2010 | 2011 | 2012 | 2013 | 2014 | 2015 | 2016 | 2017 | 2018 | 2019 | 2020 | 2021 | 2022 | 2023 | 2024
| 5th percentile | 956.7799 | 1010.5365 | 1041.1994 | 1044.5997 | 1095.176 | 1123.4871 | 1013.6538 | 1125.5483 | 1078.1633 | 1242.5917 | 1333.962 | 1401.0106 | 937.7939 | 1275.0318 | 930.9005
| Weighted average | 1493.8934 | 1472.0236 | 1573.6424 | 1779.2048 | 1632.3831 | 1793.0501 | 2124.9196 | 2180.5262 | 1709.3159 | 2101.7986 | 2203.0415 | 2421.7043 | 3126.4344 | 2872.9978 | 2266.5878
| 95th percentile | 3479.9154 | 3233.8541 | 4007.7809 | 4119.3165 | 4961.7021 | 5240.4456 | 6532.2946 | 7963.9696 | 4669.8113 | 4684.0877 | 8410.2523 | 5796.1265 | 6857.3201 | 8706.7915 | 4396.0541

## Fig 6.3
Figure 6.3 Total installed costs for small and large hydropower projects and the global weighted average, 2010-2024
Total installed costs (2024 USD/kW)
Large Hydropower
| Year | 5th percentile | Weighted average | 95th percentile
| 2010 | 958.9347 | 1491.5185 | 3386.8637
| 2011 | 1010.7762 | 1463.2984 | 2816.9617
| 2012 | 1040.9805 | 1568.3609 | 3875.2276
| 2013 | 1034.9034 | 1772.4385 | 4140.2493
| 2014 | 1117.1187 | 1623.1621 | 4673.2104
| 2015 | 1131.7864 | 1790.079 | 5186.6887
| 2016 | 1006.3371 | 2122.5693 | 5554.9243
| 2017 | 1100.0347 | 2168.7181 | 7653.8081
| 2018 | 907.5944 | 1704.2571 | 4523.6691
| 2019 | 1238.7876 | 2096.2186 | 4859.7566
| 2020 | 1232.2351 | 2196.9181 | 8922.9631
| 2021 | 1337.1384 | 2421.6316 | 3975.6551
| 2022 | 952.5374 | 3128.1916 | 7143.9651
| 2023 | 1258.8734 | 2851.6791 | 4088.7294
| 2024 | 842.5849 | 2268.35 | 4659.0693
Small Hydropower
| Year | 5th percentile | Weighted average | 95th percentile
| 2010 | 957.2245 | 1566.6467 | 3476.8046
| 2011 | 1012.241 | 1725.8063 | 3555.5905
| 2012 | 1041.7887 | 1825.9982 | 4097.3688
| 2013 | 1143.8563 | 2050.0862 | 3718.8568
| 2014 | 1059.4741 | 2725.7609 | 7629.9332
| 2015 | 1277.4563 | 2495.6708 | 5331.3607
| 2016 | 1754.4164 | 2971.8033 | 7730.4106
| 2017 | 2321.8227 | 5922.8457 | 12420.3672
| 2018 | 1444.2424 | 3032.7499 | 4462.1565
| 2019 | 1390.021 | 2491.051 | 4555.9973
| 2020 | 1617.3011 | 2893.7131 | 6204.3055
| 2021 | 1638.0427 | 2424.1547 | 6654.5397
| 2022 | 727.2354 | 891.6421 | 1063.3721
| 2023 | 1339.6652 | 4316.7456 | 11583.3904
| 2024 | 1084.6507 | 1778.0859 | 2891.8485

## Fig 6.4
Figure 6.4 Distribution of total installed costs of large and small hydropower projects by capacity, 2010-2017 and 2018-2024
| Large Hydropower | [5 empty] | Small Hydropower
| 2010-2017 |  |  | 2018-2024 |  |  | 2010-2017 |  |  | 2018-2024
| Total investment (Bins) 2024 USD/kW | Percentage of capacity | Capacity (MW) | Total investment (Bins) 2024 USD/kW | Percentage of capacity | Capacity (MW) | Total investment (Bins) 2024 USD/kW | Percentage of capacity | Capacity (MW) | Total investment (Bins) 2024 USD/kW | Percentage of capacity | Capacity (MW)
| 400 | 6.242% | 19602 | 600 | 2.535% | 3824.5 | 600 | 0.5026% | 24.36 | 600 | 1.845% | 18.32
| 600 | 4.305% | 13520 | 800 | 1.803% | 2721.2 | 800 | 4.859% | 235.5 | 800 | 0.9668% | 9.6
| 800 | 4.225% | 13267.92 | 1 000 | 2.778% | 4191.1 | 1 000 | 16.57% | 803.07 | 1 000 | 3.202% | 31.8
| 1 000 | 10.8% | 33904.59 | 1 200 | 14.19% | 21418.441 | 1 200 | 16.14% | 782.33 | 1 200 | 2.587% | 25.69
| 1 200 | 20.09% | 63101.61 | 1 400 | 9.048% | 13653.17 | 1 400 | 12.79% | 619.81 | 1 400 | 5.509% | 54.7
| 1 400 | 13.62% | 42766.24 | 1 600 | 7.483% | 11291.38 | 1 600 | 12.13% | 587.841 | 1 600 | 13.3% | 132.09
| 1 600 | 7.837% | 24610 | 1 800 | 7.559% | 11405.383 | 1 800 | 6.853% | 332.1584 | 1 800 | 7.985% | 79.29
| 1 800 | 6.896% | 21654.6 | 2 000 | 7.467% | 11267.8 | 2 000 | 5.654% | 274.065 | 2 000 | 6.224% | 61.8
| 2 000 | 7.153% | 22462.8 | 2 200 | 12.9% | 19458.095 | 2 200 | 4.127% | 200.024 | 2 200 | 16.64% | 165.22
| 2 200 | 3.582% | 11249.19 | 2 400 | 18.14% | 27372.91 | 2 400 | 3.607% | 174.816 | 2 400 | 7.156% | 71.055
| 2 400 | 1.685% | 5292.795 | 2 600 | 2.376% | 3585.48 | 2 600 | 2.838% | 137.55 | 2 600 | 4.739% | 47.053
| 2 600 | 3.553% | 11155.986 | 2 800 | 0.5294% | 798.908 | 2 800 | 1.896% | 91.92 | 2 800 | 3.897% | 38.7
| 2 800 | 1.756% | 5513.89 | 3 000 | 1.517% | 2289.56 | 3 000 | 1.296% | 62.8 | 3 000 | 3.575% | 35.5
| 3 000 | 1.287% | 4041.961 | 3 200 | 2.145% | 3236.85 | 3 200 | 0.9031% | 43.77 | 3 200 | 5.076% | 50.4
| 3 200 | 2.03% | 6374.57 | 3 400 | 0.3381% | 510.1 | 3 400 | 1.431% | 69.371 | 3 400 | 1.37% | 13.6
| 3 400 | 0.623% | 1956.42 | 3 600 | 1.35% | 2036.48 | 3 600 | 1.965% | 95.23 | 3 600 | 1.43% | 14.2
| 3 600 | 0.4481% | 1407.04 | 3 800 | 2.948% | 4448.6 | 3 800 | 0.7139% | 34.6 | 3 800 | 1.84% | 18.27
| 3 800 | 0.4102% | 1288.27 | 4 000 | 1.731% | 2612.135 | 4 000 | 0.425% | 20.6 | 4 000 | 1.479% | 14.69
| 4 000 | 0.5268% | 1654.26 | 4 200 | 0.1113% | 168 | 4 200 | 0.5921% | 28.7 | 4 200 | 0.5035% | 5
| 4 200 | 0.294% | 923.32 | 4 400 | 0.1491% | 225 | 4 400 | 0.4745% | 23 | 4 400 | 1.817% | 18.04
| 4 400 | 0.5933% | 1863.02 | 4 600 | 0.0729% | 110 | 4 600 | 0.7421% | 35.971 | 4 600 | 1.273% | 12.64
| 4 600 | 0.2523% | 792.2 | 4 800 | 0.08781% | 132.5 | 4 800 | 0.432% | 20.94 | 4 800 | 0.3424% | 3.4
| 4 800 | 0.09101% | 285.8 | 5 000 | 0.2187% | 330 | 5 000 | 0.7242% | 35.1 | 5 000 | 0.997% | 9.9
| 5 000 | 0.6193% | 1944.9 | 5 200 | 0.6422% | 969 | 5 200 | 0.06808% | 3.3 | 5 200
| 5 200 | 0.1345% | 422.365 | 5 400 | 0.01259% | 19 | 5 400 | 0.07283% | 3.53 | 5 400 | 0.564% | 5.6
| 5 400 | 0.06036% | 189.55 | 5 600 | 0.05832% | 88 | 5 600 | 0.04952% | 2.4 | 5 600 | 0.2014% | 2
| 5 600 | 0.1116% | 350.5 | 5 800 | 0.3625% | 547 | 5 800 | 0.3287% | 15.93 | 5 800 | 1.007% | 10
| 5 800 | 0.05175% | 162.5 | 6 200 | 0.08483% | 128 | 6 000 |  |  | 6 000
| 6 000 | 0.02866% | 90 | 6 400 |  |  | 6 200 |  |  | 6 200
| 6 200 | 0.03439% | 108 | 6 600 | 0.02618% | 39.5 | 6 400 | 0.2166% | 10.5 | 6 400 | 0.03021% | 0.3
| 6 400 | 0.07552% | 237.17 | 7 000 |  |  | 6 600 | 0.07015% | 3.4 | 6 600 | 0.6747% | 6.7
| 6 600 | 0.04117% | 129.3 | 7 200 | 0.01591% | 24 | 6 800 |  |  | 6 800
| 6 800 | 0.02548% | 80 | 7 600 |  |  | 7 000 | 0.1651% | 8 | 7 000
| 7 000 | 0.007961% | 25 | 8 200 | 0.09145% | 138 | 7 200 | 0.1444% | 7 | 7 200
| 7 200 | 0.1099% | 345.2 | 8 600 | 0.006959% | 10.5 | 7 400 |  |  | 7 400
| 7 400 | 0.1388% | 436 | 8 800 |  |  | 7 600 | 0.08253% | 4 | 7 600 | 0.2216% | 2.2
| 8 000 | 0.03662% | 115 | 9 200 | 0.1346% | 203.1 | 7 800 | 0.2501% | 12.12 | 7 800 | 0.06042% | 0.6
| 8 200 |  |  | 9 400 |  |  | 8 000 |  |  | 8 000 | 0.04028% | 0.4
| 9 600 |  |  | 10 200 |  |  | 8 200 |  |  | 8 200
| 10 200 | 0.006926% | 21.75 | 11 800 |  |  | 8 400 |  |  | 8 400
| 11 200 | 0.09936% | 312.01 | 12 600 |  |  | 8 600 |  |  | 8 600 | 1.994% | 19.8
| 12 000 |  |  | 16 400 | 0.05699% | 86 | 8 800 |  |  | 8 800
| 15 200 |  |  | 17 200 | 0.02015% | 30.4 | 9 000 | 0.1884% | 9.13

## Fig 6.5
Figure 6.5 Total installed cost by project and capacity weighted averages for large hydropower projects by country/region, 2010-2024
Total installed costs (2024 USD/kW)
| Region | Period | 5th percentile | Weighted average | 95th percentile
| Africa | 2010-2017 | 1157.1327 | 2329.7637 | 7333.3735
| Africa | 2018-2024 | 1231.8992 | 2515.0841 | 4026.2953
| Brazil | 2010-2017 | 1450.6191 | 2187.7565 | 5160.8733
| Brazil | 2018-2024 | 1244.1553 | 1405.1045 | 3283.6283
| Central America and the Caribbean | 2010-2017 | 1686.0399 | 3651.6092 | 5454.8276
| Central America and the Caribbean | 2018-2024 | 1969.9176 | 3058.316 | 4234.2736
| China | 2010-2017 | 992.1602 | 1300.7188 | 2056.6679
| China | 2018-2024 | 1236.0983 | 2215.9351 | 4088.7294
| Eurasia | 2010-2017 | 1378.5034 | 1883.9304 | 4801.5981
| Eurasia | 2018-2024 | 1098.2731 | 2368.6512 | 3323.3991
| Europe | 2010-2017 | 976.1017 | 2815.2305 | 9923.2139
| Europe | 2018-2024 | 757.0547 | 2282.1222 | 8993.9063
| India | 2010-2017 | 1046.6388 | 1700.2658 | 3190.0281
| India | 2018-2024 | 990.6733 | 1990.9407 | 3136.3722
| Middle East | 2010-2017 | 865.8745 | 1384.8517 | 2667.5578
| Middle East | 2018-2024 | 1615.9623 | 2092.4462 | 3105.2916
| North America | 2010-2017 | 1335.2573 | 3096.5024 | 7594.4744
| North America | 2018-2024 | 2217.5086 | 11658.3679 | 17150.8757
| Oceania | 2010-2017 | 3203.163 | 4551.0222 | 5113.0142
| Other Asia | 2010-2017 | 1137.8899 | 1933.7211 | 3816.8062
| Other Asia | 2018-2024 | 1177.2452 | 1913.7585 | 4036.212
| Other South America | 2010-2017 | 1274.1717 | 2518.9506 | 4906.7694
| Other South America | 2018-2024 | 1813.4593 | 2913.2116 | 4034.0128

## Fig 6.6
Figure 6.6 Total installed costs by project and capacity weighted averages for small hydropower projects by country/region, 2010-2024
Total installed costs (2024 USD/kW)
| Region | Period | 5th percentile | Weighted average | 95th percentile
| Africa | 2010-2017 | 2836.4932 | 3795.286 | 5378.6609
| Africa | 2018-2024 | 3292.5604 | 4084.1502 | 5958.0197
| Brazil | 2010-2017 | 1103.0083 | 2698.0235 | 4038.2768
| Brazil | 2018-2024 | 1797.3729 | 2534.0574 | 3288.3359
| Central America and the Caribbean | 2010-2017 | 2186.7773 | 3443.9279 | 4569.4512
| China | 2010-2017 | 965.0513 | 1378.4959 | 1802.8181
| China | 2018-2024 | 745.9096 | 1872.5728 | 4733.9101
| Eurasia | 2010-2017 | 1613.2192 | 5386.0025 | 12136.4427
| Eurasia | 2018-2024 | 1562.6881 | 2227.7201 | 3334.0392
| Europe | 2010-2017 | 1434.3604 | 5080.3318 | 10356.3955
| Europe | 2018-2024 | 2251.6052 | 3676.8702 | 8083.352
| India | 2010-2017 | 1307.5119 | 2041.5553 | 3326.3879
| India | 2018-2024 | 2055.8062 | 2962.8772 | 3282.0895
| Oceania | 2010-2017 | 3755.2131 | 3958.56 | 4531.6287
| Other Asia | 2010-2017 | 1230.8525 | 2175.0497 | 5118.4442
| Other Asia | 2018-2024 | 1339.6652 | 2413.9898 | 4502.1958
| Other South America | 2010-2017 | 2294.0714 | 3307.4912 | 4721.7402

## Fig 6.7
Figure 6.7 Global weighted average capacity factor, 5th and 95th percentile for small and large hydropower, 2010-2024
Capacity factor (%)
Large Hydropower
| Year | 5th percentile | Weighted average | 95th percentile
| 2010 | 30.95% | 43.79% | 60.6%
| 2011 | 30.5% | 44.02% | 65.11%
| 2012 | 31.14% | 45.78% | 65.57%
| 2013 | 31.78% | 49.97% | 65.56%
| 2014 | 33.85% | 50.2% | 73.83%
| 2015 | 32.45% | 50.69% | 80.18%
| 2016 | 30.21% | 50.25% | 68.4%
| 2017 | 22.56% | 46.95% | 69.6%
| 2018 | 24.9% | 45.49% | 73.78%
| 2019 | 35.74% | 48.39% | 70.19%
| 2020 | 28.58% | 45.34% | 72.95%
| 2021 | 35.85% | 44.63% | 65.07%
| 2022 | 40% | 47.3% | 68.48%
| 2023 | 36.98% | 53.33% | 69.05%
| 2024 | 31.95% | 48.01% | 67.18%
Small Hydropower
| Year | 5th percentile | Weighted average | 95th percentile
| 2010 | 29.65% | 47.72% | 72.05%
| 2011 | 34.84% | 47.91% | 68.59%
| 2012 | 30.33% | 48.46% | 73.16%
| 2013 | 35.51% | 52.43% | 77.62%
| 2014 | 33.98% | 52.07% | 75.59%
| 2015 | 35.93% | 50.16% | 73.1%
| 2016 | 39.2% | 59.82% | 80.61%
| 2017 | 54.31% | 58.9% | 65.61%
| 2018 | 50.59% | 54.54% | 59.9%
| 2019 | 32.51% | 53.28% | 73.29%
| 2020 | 35.09% | 52.41% | 72.23%
| 2021 | 28.32% | 57.11% | 74.21%
| 2022 | 37.73% | 40.17% | 42.72%
| 2023 | 29.93% | 51.59% | 74.69%
| 2024 | 30.36% | 52.25% | 72.92%

## Fig 6.8
Figure 6.8 Large hydropower project LCOE and capacity weighted averages by country/region, 2010-2024
LCOE (2024 USD/kWh)
| Region | Period | 5th percentile | Weighted average | 95th percentile
| Africa | 2010-2017 | 0.026853 | 0.062347 | 0.22926
| Africa | 2018-2024 | 0.041831 | 0.059656 | 0.1228
| Brazil | 2010-2017 | 0.032959 | 0.043805 | 0.1088
| Brazil | 2018-2024 | 0.045433 | 0.039575 | 0.089346
| Central America and the Caribbean | 2010-2017 | 0.046173 | 0.1053 | 0.23436
| Central America and the Caribbean | 2018-2024 | 0.054778 | 0.083399 | 0.15273
| China | 2010-2017 | 0.030118 | 0.033633 | 0.073539
| China | 2018-2024 | 0.040529 | 0.048585 | 0.13143
| Eurasia | 2010-2017 | 0.037745 | 0.059282 | 0.13969
| Eurasia | 2018-2024 | 0.027525 | 0.062619 | 0.1638
| Europe | 2010-2017 | 0.064913 | 0.14326 | 0.37874
| Europe | 2018-2024 | 0.021922 | 0.068803 | 0.26051
| India | 2010-2017 | 0.037814 | 0.052608 | 0.094794
| India | 2018-2024 | 0.029565 | 0.046267 | 0.13573
| Middle East | 2010-2017 | 0.050574 | 0.075099 | 0.10866
| Middle East | 2018-2024 | 0.051911 | 0.077417 | 0.13689
| North America | 2010-2017 | 0.065325 | 0.074209 | 0.23077
| North America | 2018-2024 | 0.034789 | 0.14722 | 0.3519
| Oceania | 2010-2017 | 0.10627 | 0.15878 | 0.2581
| Other Asia | 2010-2017 | 0.033732 | 0.053064 | 0.097847
| Other Asia | 2018-2024 | 0.03068 | 0.051834 | 0.13909
| Other South America | 2010-2017 | 0.029123 | 0.052821 | 0.1256
| Other South America | 2018-2024 | 0.039484 | 0.055615 | 0.18713

## Fig 6.9
Figure 6.9 Small hydropower project LCOE and capacity weighted averages by country/region, 2010-2024
LCOE (2024 USD/kWh)
| Region | Period | 5th percentile | Weighted average | 95th percentile
| Africa | 2010-2017 | 0.082958 | 0.10108 | 0.1554
| Africa | 2018-2024 | 0.09525 | 0.098896 | 0.14189
| Brazil | 2010-2017 | 0.021717 | 0.062841 | 0.13896
| Brazil | 2018-2024 | 0.054449 | 0.058514 | 0.093007
| Central America and the Caribbean | 2010-2017 | 0.064047 | 0.08803 | 0.12324
| China | 2010-2017 | 0.028721 | 0.040083 | 0.0755
| China | 2018-2024 | 0.030366 | 0.052049 | 0.19201
| Eurasia | 2010-2017 | 0.039398 | 0.12732 | 0.36748
| Eurasia | 2018-2024 | 0.038233 | 0.051885 | 0.09814
| Europe | 2010-2017 | 0.042628 | 0.16953 | 0.53155
| Europe | 2018-2024 | 0.082189 | 0.088959 | 0.23378
| India | 2010-2017 | 0.041084 | 0.064973 | 0.12059
| India | 2018-2024 | 0.061943 | 0.10164 | 0.14981
| Other Asia | 2010-2017 | 0.041615 | 0.06222 | 0.14099
| Other Asia | 2018-2024 | 0.032346 | 0.051087 | 0.12963
| Other South America | 2010-2017 | 0.044038 | 0.070018 | 0.13369

## Table 6.1
Table 6.1 Total installed cost breakdown by component and capacity-weighted averages for a sample of hydropower projects in Europe, 2021
Europe 2021
| Type of Hydro | Share of total installed costs (%)
|  | Civil | Mechanical | Electrical
| Large-scale Reservoir Storage (high head) | 70 | 10 | 20
| Large-scale Run of river (low head) | 50 | 30 | 20
| Small-scale Run of river | 50 | 30 | 20

## Table 6.2
Table 6.2 Total installed costs for hydropower by weighted average and capacity range, 2010-2024
2010-2024
| Capacity (MW) | 5th percentile (2024 USD/kW) | weighted average (2024 USD/kW) | 95th percentile (2024 USD/kW)
| 0-50 | 1 011 | 2 067 | 4 407
| 51-100 | 1 038 | 2 261 | 4 998
| 101-150 | 1 097 | 2 117 | 4 276
| 151-200 | 1 049 | 2 089 | 3 616
| 201-250 | 1 161 | 2 376 | 4 130
| 251-300 | 1 050 | 2 478 | 4 457
| 301-350 | 1 056 | 2 318 | 5 100
| 351-400 | 782 | 1 804 | 3 083
| 401-450 | 1 361 | 2 288 | 3 459
| 451-500 | 1 166 | 1 773 | 2 804
| 501-550 | 1 294 | 3 036 | 5 138
| 551-600 | 1 540 | 2 084 | 2 945
| 601-650 | 1 203 | 1 686 | 3 885
| 651-700 | 2 265 | 2 577 | 2 710
| 701-750 | 1 103 | 1 792 | 2 454
| 751-800 | 1 217 | 1 789 | 2 523
| 801-850 | 992 | 3 801 | 12 048
| 851-900 | 1 373 | 1 947 | 2 198
| 901-950 | 810 | 1 295 | 1 521
| 951-1000 | 2 533 | 2 533 | 2 533

## Table 6.3
Table 6.3 Hydropower weighted average total installed cost for large and small hydropower projects by country/region, 2010-2024
|  | Large Hydropower |  | Small Hydropower
|  | 2010-2017 | 2018-2024 | 2010-2017 | 2018-2024
| Africa | 2 330 | 2 515 | 3 795 | 4 084
| Central America | 3 652 | 3 058 | 3 444 | n.a
| Eurasia | 1 884 | 2 369 | 5 386 | 2 228
| Europe | 2 815 | 2 282 | 5 080 | 3 677
| Middle East | 1 385 | 2 092 | n.a | n.a
| North America | 3 097 | 11 658 | n.a | n.a
| Oceania | 4 551 | n.a | 3 959 | n.a
| Other Asia | 1 934 | 1 914 | 2 175 | 2 414
| Other South America | 2 519 | 2 913 | 3 307 | n.a
| Brazil | 2 188 | 1 405 | 2 698 | 2 534
| China | 1 301 | 2 216 | 1 378 | 1 873
| India | 1 700 | 1 991 | 2 042 | 2 963
Notes: See Annex III for regional country groupings; n.a. = not applicable.

## Table 6.4
Table 6.4 Hydropower project weighted average capacity factors and ranges for large hydropower projects by country/region, 2010-2024
Large Hydropower
|  | 2010-2017 |  |  | 2018-2024
|  | 5th percentile (%) | Weighted- average (%) | 95th percentile (%) | 5th percentile (%) | Weighted- average (%) | 95th percentile (%)
| Africa | 29 | 51 | 68 | 33 | 48 | 81
| Brazil | 27 | 50 | 62 | 37 | 46 | 53
| Central America | 28 | 44 | 64 | 29 | 41 | 68
| China | 16 | 36 | 68 | 23 | 38 | 66
| Eurasia | 24 | 44 | 78 | 39 | 64 | 73
| Europe | 25 | 38 | 47 | n.a. | n.a. | n.a.
| India | 37 | 47 | 68 | 37 | 48 | 69
| North America | 46 | 61 | 84 | 45 | 60 | 70
| Oceania | 51 | 61 | 80 | 39 | 41 | 61
| Other Asia | 31 | 46 | 57 | 37 | 47 | 63
| Other South America | 27 | 44 | 62 | 29 | 50 | 63
Notes: See Annex III for regional country groupings; n.a. = not applicable.

## Table 6.5
Table 6.5 Hydropower project weighted average capacity factors and ranges for small hydropower projects by country/region, 2010-2024
Small Hydropower
|  | 2010-2017 |  |  | 2018-2024
|  | 5th percentile (%) | Weighted- average (%) | 95th percentile (%) | 5th percentile (%) | Weighted- average (%) | 95th percentile (%)
| Africa | 38 | 56 | 68 | 50 | 55 | 66
| Brazil | 45 | 59 | 75 | n.a. | n.a. | n.a.
| Central America | 45 | 60 | 75 | 38 | 57 | 69
| China | 24 | 48 | 70 | 28 | 41 | 64
| Eurasia | 45 | 45 | 45 | n.a. | n.a. | n.a.
| Europe | 37 | 50 | 78 | 37 | 59 | 79
| India | 43 | 65 | 82 | n.a | n.a | n.a
| Other Asia | 43 | 62 | 88 | 49 | 54 | 59
| Other South America | 33 | 46 | 60 | 38 | 40 | 43
Notes: See Annex III for regional country groupings; n.a. = not applicable.

## Table 6.6
Table 6.6 Hydropower O&M cost breakdown by project for a sample of 25 projects
| Project Component | Share of total O&M costs (%)
|  | Minimum | Weighted average | Maximum
| Operation costs | 20 | 46 | 61
| Salary | 13 | 35 | 74
| Other | 5 | 15 | 28
| Material | 3 | 4 | 4

## 7 Geothermal>>
Contents

## Fig 7.1
Figure 7.1 Global weighted average total installed costs, capacity factors and LCOEs for geothermal, 2010-2024
Geothermal 2010-2024
Total installed cost (2024 USD/kW)
|  | 2010 | 2012 | 2013 | 2014 | 2015 | 2016 | 2017 | 2018 | 2019 | 2020 | 2021 | 2022 | 2023 | 2024
| 5th percentile | 1954.5808 | 3558.4688 | 2556.5433 | 2332.135 | 2823.5669 | 2794.2286 | 2140.0522 | 3797.4934 | 2408.1759 | 2027.1674 | 2547.1152 | 2554.1519 | 3494.5345 | 1216.8059
| Weighted average | 3083 | 6258 | 4504 | 4251 | 4163 | 4373 | 4560 | 4909 | 4724 | 4294 | 4565 | 3692 | 4699 | 4015
| 95th percentile | 5447.9858 | 15703.0403 | 14622.722 | 10035.0053 | 8531.0184 | 8357.8156 | 8023.7326 | 10115.8997 | 12224.9285 | 7483.0724 | 6922.0117 | 9304.7792 | 6752.611 | 10500.6
Capacity factor (%)
|  | 2010 | 2012 | 2013 | 2014 | 2015 | 2016 | 2017 | 2018 | 2019 | 2020 | 2021 | 2022 | 2023 | 2024
| 5th percentile | 80% | 76.25% | 73.09% | 49.6% | 77.2% | 58.66% | 58.83% | 62.11% | 74% | 75.9% | 58.43% | 69.03% | 73.35% | 77.34%
| Weighted average | 86.97% | 83.32% | 82.41% | 84.13% | 88.96% | 84.86% | 80.98% | 84.3% | 79.42% | 80.81% | 76.97% | 85.26% | 82.11% | 87.65%
| 95th percentile | 92.24% | 94.11% | 91.23% | 91.1% | 92.7% | 90.11% | 90% | 96.25% | 86.34% | 91.18% | 91.32% | 89.55% | 86.81% | 93.14%
LCOE (2024 USD/kWh)
|  | 2010 | 2012 | 2013 | 2014 | 2015 | 2016 | 2017 | 2018 | 2019 | 2020 | 2021 | 2022 | 2023 | 2024
| 5th percentile | 0.040919 | 0.061654 | 0.043117 | 0.048553 | 0.050928 | 0.057678 | 0.042151 | 0.061217 | 0.049599 | 0.040911 | 0.040201 | 0.047736 | 0.053852 | 0.033079
| Weighted average | 0.05533 | 0.095286 | 0.070742 | 0.072156 | 0.064923 | 0.074959 | 0.078424 | 0.07569 | 0.074699 | 0.062747 | 0.075067 | 0.058841 | 0.072444 | 0.059874
| 95th percentile | 0.085437 | 0.18216 | 0.19074 | 0.24636 | 0.11704 | 0.12763 | 0.14247 | 0.16597 | 0.14181 | 0.096214 | 0.11015 | 0.12868 | 0.095448 | 0.12779

## Fig 7.2
Figure 7.2 Geothermal power total installed costs by project, technology and capacity, 2010-2024
Total installed costs (2024 USD/kW)
Geothermal
| Year | 5th percentile | Weighted average | 95th percentile
| 2010 | 1954.5808 | 3083 | 5447.9858
| 2012 | 3558.4688 | 6258 | 15703.0403
| 2013 | 2556.5433 | 4504 | 14622.722
| 2014 | 2332.135 | 4251 | 10035.0053
| 2015 | 2823.5669 | 4163 | 8531.0184
| 2016 | 2794.2286 | 4373 | 8357.8156
| 2017 | 2140.0522 | 4560 | 8023.7326
| 2018 | 3797.4934 | 4909 | 10115.8997
| 2019 | 2408.1759 | 4724 | 12224.9285
| 2020 | 2027.1674 | 4294 | 7483.0724
| 2021 | 2547.1152 | 4565 | 6922.0117
| 2022 | 2554.1519 | 3692 | 9304.7792
| 2023 | 3494.5345 | 4699 | 6752.611
| 2024 | 1216.8059 | 4015 | 10500.6

## Fig 7.3
Figure 7.3 Capacity factors of geothermal power plants by technology and project size, 2010-2024
Capacity factors (%)
Geothermal
| Year | 5th percentile | Weighted average | 95th percentile
| 2010 | 80% | 86.97% | 92.24%
| 2012 | 76.25% | 83.32% | 94.11%
| 2013 | 73.09% | 82.41% | 91.23%
| 2014 | 49.6% | 84.13% | 91.1%
| 2015 | 77.2% | 88.96% | 92.7%
| 2016 | 58.66% | 84.86% | 90.11%
| 2017 | 58.83% | 80.98% | 90%
| 2018 | 62.11% | 84.3% | 96.25%
| 2019 | 74% | 79.42% | 86.34%
| 2020 | 75.9% | 80.81% | 91.18%
| 2021 | 58.43% | 76.97% | 91.32%
| 2022 | 69.03% | 85.26% | 89.55%
| 2023 | 73.35% | 82.11% | 86.81%
| 2024 | 77.34% | 87.65% | 93.14%

## Fig 7.4
Figure 7.4 LCOE of geothermal power projects by technology and project size, 2010-2024
LCOE (2024 USD/kWh)
Geothermal
| Year | 5th percentile | Weighted average | 95th percentile
| 2010 | 0.040919 | 0.05533 | 0.085437
| 2012 | 0.061654 | 0.095286 | 0.18216
| 2013 | 0.043117 | 0.070742 | 0.19074
| 2014 | 0.048553 | 0.072156 | 0.24636
| 2015 | 0.050928 | 0.064923 | 0.11704
| 2016 | 0.057678 | 0.074959 | 0.12763
| 2017 | 0.042151 | 0.078424 | 0.14247
| 2018 | 0.061217 | 0.07569 | 0.16597
| 2019 | 0.049599 | 0.074699 | 0.14181
| 2020 | 0.040911 | 0.062747 | 0.096214
| 2021 | 0.040201 | 0.075067 | 0.11015
| 2022 | 0.047736 | 0.058841 | 0.12868
| 2023 | 0.053852 | 0.072444 | 0.095448
| 2024 | 0.033079 | 0.059874 | 0.12779

## 8 Bioenergy>>
Contents

## Fig 8.1
Figure 8.1 Global weighted average and range of total installed costs, capacity factors and LCOEs for bioenergy, 2010-2024
Bioenergy 2010-2024
Total installed cost (2024 USD/kW)
|  | 2010 | 2011 | 2012 | 2013 | 2014 | 2015 | 2016 | 2017 | 2018 | 2019 | 2020 | 2021 | 2022 | 2023 | 2024
| 5th percentile | 787.0301 | 600.2702 | 585.8167 | 979.4113 | 327.6122 | 1087.5974 | 1340.0256 | 1542.099 | 0 | 1464.6843 | 1269.3676 | 1902.8053 | 1097.0618 | 898.1421 | 1664.9618
| Weighted average | 3082.1981 | 2963.1909 | 2072.4801 | 3605.753 | 3550.5614 | 3086.6861 | 2590.4596 | 3450.6058 | 2016.7528 | 2633.8775 | 2992.3687 | 2672.8942 | 2295.3593 | 2795.0001 | 3241.58
| 95th percentile | 5748.3946 | 6107.4221 | 5389.8394 | 9483.5781 | 15839.9664 | 18936.6121 | 15339.8914 | 11756.2557 | 10597.2874 | 13007.4815 | 7042.4105 | 12426.3857 | 6310.2421 | 4706.2271 | 8620.2884
Capacity factor (%)
|  | 2010 | 2011 | 2012 | 2013 | 2014 | 2015 | 2016 | 2017 | 2018 | 2019 | 2020 | 2021 | 2022 | 2023 | 2024
| 5th percentile | 30.55% | 37.31% | 42.38% | 41.39% | 43% | 63% | 60.45% | 65% | 44.24% | 61.78% | 51.14% | 60.15% | 45.35% | 59.25% | 56.25%
| Weighted average | 71.74% | 72.1% | 66.95% | 74.3% | 74.69% | 75.46% | 67.17% | 85.75% | 76.38% | 69.97% | 70.28% | 67.83% | 72.43% | 71.92% | 72.62%
| 95th percentile | 91.73% | 93% | 89.13% | 93% | 93% | 93% | 88.81% | 94.1% | 92.73% | 93.57% | 87.65% | 82% | 89.73% | 82.98% | 83.65%
LCOE (2024 USD/kWh)
|  | 2010 | 2011 | 2012 | 2013 | 2014 | 2015 | 2016 | 2017 | 2018 | 2019 | 2020 | 2021 | 2022 | 2023 | 2024
| 5th percentile | 0.041934 | 0.039794 | 0.036388 | 0.050175 | 0.034413 | 0.042255 | 0.062362 | 0.061947 | 0.022 | 0.061243 | 0.047422 | 0.071771 | 0.052928 | 0.056977 | 0.065146
| Weighted average | 0.085815 | 0.082245 | 0.070471 | 0.090375 | 0.090555 | 0.07967 | 0.077862 | 0.077739 | 0.059894 | 0.070283 | 0.079332 | 0.073505 | 0.063895 | 0.072727 | 0.086697
| 95th percentile | 0.16063 | 0.17686 | 0.14918 | 0.19405 | 0.36527 | 0.41955 | 0.28312 | 0.23628 | 0.29042 | 0.28838 | 0.1772 | 0.19289 | 0.14567 | 0.13809 | 0.25341

## Fig 8.2
Figure 8.2 Total installed costs of bioenergy power generation projects by selected feedstocks and country/region, 2000-2024
Total installed costs (2024 USD/kW)
Bioenergy
|  | Bagasse |  |  | Landfill gas |  |  | Other vegetal and agricultural waste |  |  | Rice husks |  |  | Wood waste |  |  | Renewable Municipal Waste
| Region | 5th percentile | Weighted average | 95th percentile | 5th percentile | Weighted average | 95th percentile | 5th percentile | Weighted average | 95th percentile | 5th percentile | Weighted average | 95th percentile | 5th percentile | Weighted average | 95th percentile | 5th percentile | Weighted average | 95th percentile
| China | 1496.7309 | 1775.0388 | 1980.3703 | 1494.2919 | 3249.6601 | 4906.5324 | 1122.593 | 1662.3428 | 2232.4842 | 2122.7953 | 3887.2809 | 5863.9504 | 745.5775 | 1589.5216 | 2164.5727 | 942.6863 | 1572.3475 | 3573.8793
| Europe | 4228.4348 | 4600.6891 | 6452.5655 | 4030.8123 | 4050.5088 | 4155.1305 | 858.0426 | 3862.0446 | 7106.7358 | 1469.2996 | 4751.8123 | 7627.8073 |  |  |  | 2129.6182 | 4766.5661 | 7847.7432
| India | 602.9271 | 1148.0084 | 2238.2594 | 2064.8065 | 2979.0115 | 5170.7429 | 925.1998 | 1468.7308 | 2204.2883 | 1397.1691 | 2215.9165 | 3552.2916 | 635.4682 | 1290.9738 | 1989.7406 | 729.3389 | 1339.0587 | 1682.209
| North America | 474.3641 | 1043.4656 | 1524.7235 | 744.5179 | 2983.3893 | 5602.7062 | 3470.473 | 5289.1182 | 6348.2744 | 3082.1352 | 4334.1128 | 7145.151 |  |  |  | 2114.4531 | 4547.6236 | 7384.1966
| Rest of the world | 446.1447 | 2045.7642 | 5835.0043 | 1029.3593 | 2758.8397 | 5501.7596 | 657.3533 | 2438.9061 | 5910.5429 | 1609.8569 | 3999.9926 | 5332.558 | 1872.1988 | 2425.7876 | 4111.3024 | 683.8695 | 3602.1473 | 5990.2387

## Fig 8.3
Figure 8.3 Total installed costs of bioenergy power generation projects for different capacity ranges by country/region, 2000-2024
Total installed costs (2024 USD/kW)
Bioenergy
| Bin size (MW) |  | China | Europe | India | North America | Rest of the world
| 0-5 | 5th percentile | 1495.746 | 597.3217 | 2773.1027 | 703.3638 | 898.1421
|  | Weighted average | 2590.3259 | 1875.1543 | 5089.2081 | 3376.784 | 2774.0561
|  | 95th percentile | 4668.8531 | 4632.5428 | 7656.909 | 5919.8136 | 6072.2034
| 5-10 | 5th percentile | 1756.5859 | 611.877 | 2244.3434 | 1511.1949 | 695.5524
|  | Weighted average | 3619.9445 | 1390.4147 | 4581.2589 | 3135.0317 | 2440.6375
|  | 95th percentile | 6685.5366 | 2284.9695 | 7687.5969 | 6195.9464 | 4695.8095
| 10-15 | 5th percentile | 1131.2466 | 951.3306 | 4040.2528 | 1604.2427 | 679.3553
|  | Weighted average | 2598.9883 | 1586.3174 | 5827.2094 | 4109.3019 | 2230.0199
|  | 95th percentile | 4378.8819 | 2977.9217 | 7635.4214 | 6502.6776 | 5678.3145
| 15-20 | 5th percentile | 1052.7546 | 904.2367 | 629.1187 | 3239.6342 | 1010.4705
|  | Weighted average | 2787.5553 | 1560.0808 | 3108.9687 | 4205.8388 | 3651.4875
|  | 95th percentile | 4763.9533 | 2648.889 | 5562.2787 | 5912.9379 | 6818.6947
| 20-25 | 5th percentile | 738.8235 | 676.7762 | 2972.9203 | 713.6223 | 698.2613
|  | Weighted average | 2040.7356 | 1194.5263 | 5656.8648 | 3051.0285 | 3121.9827
|  | 95th percentile | 3831.3166 | 1624.186 | 7120.4531 | 5264.5979 | 5743.6517
| 25-30 | 5th percentile | 1147.8195 | 853.3594 | 1649.1776 | 1687.5955 | 693.7881
|  | Weighted average | 2065.8513 | 1168.2711 | 3278.8926 | 2897.5668 | 3012.1246
|  | 95th percentile | 3247.5864 | 1456.3791 | 4726.241 | 4812.9954 | 6045.427
| 30-35 | 5th percentile | 1447.0943 | 720.108 | 1720.4148 | 4285.0822 | 1400.3687
|  | Weighted average | 1745.2399 | 843.6324 | 4980.0735 | 5757.3437 | 2903.8737
|  | 95th percentile | 2093.4563 | 914.762 | 7482.5418 | 7229.6052 | 6493.0117
| 35-40 | 5th percentile | 500.4601 | 1821.1406 | 2171.3267 | 5246.3466 | 699.8032
|  | Weighted average | 1915.7613 | 1821.1406 | 4127.0178 | 6447.5994 | 1933.7766
|  | 95th percentile | 3820.8217 | 1821.1406 | 7337.4577 | 7595.5815 | 3956.7104
| 40-45 | 5th percentile | 4105.6487 | 593.9205 | 1395.5316 | 2844.8753 | 482.6646
|  | Weighted average | 4105.6487 | 989.0175 | 5031.5215 | 5022.9748 | 1524.0378
|  | 95th percentile | 4105.6487 | 1406.1254 | 7425.9841 | 7042.9707 | 2481.9915
| 45-50 | 5th percentile | 1615.2581 | 1268.3158 | 2200.5734 | 4617.2771 | 4099.01
|  | Weighted average | 1704.7053 | 1268.3158 | 4195.1918 | 4832.7459 | 4859.4389
|  | 95th percentile | 1848.46 | 1268.3158 | 7764.9086 | 5048.2148 | 5546.2173
| 50-55 | 5th percentile | 1071.6675 |  | 2970.6717 | 2619.3336 | 1289.603
|  | Weighted average | 1817.8596 |  | 3829.6585 | 4167.5146 | 3360.2176
|  | 95th percentile | 3362.4305 |  | 5048.3772 | 6534.9883 | 5457.5916
| 55 | 5th percentile |  |  | 4876.7017
|  | Weighted average |  |  | 4876.7017
|  | 95th percentile |  |  | 4876.7017

## Fig 8.4
Figure 8.4 Project capacity factors and weighted averages of selected feedstocks for bioenergy power generation projects by country and region, 2000-2024
Capacity factors (%)
Bioenergy
|  |  | China | Europe | India | North America | Rest of the world
| Bagasse | 5th percentile | 54.37% | 82% | 24.7% | 38.98% | 22.64%
|  | Weighted average | 58.85% | 82.49% | 51.21% | 38.98% | 49.77%
|  | 95th percentile | 61.61% | 90.39% | 87.12% | 38.98% | 86.05%
| Landfill gas | 5th percentile | 33.33% | 82.51% | 46.19% | 49.88% | 29.25%
|  | Weighted average | 57.49% | 83.96% | 60.48% | 73.31% | 60.96%
|  | 95th percentile | 87.25% | 91.69% | 90.2% | 93% | 92.69%
| Other vegetal and agricultural waste | 5th percentile | 52.58% | 74.83% | 56.9% | 93% | 57.24%
|  | Weighted average | 62.79% | 85.05% | 68.08% | 93.48% | 77.11%
|  | 95th percentile | 74.31% | 91.32% | 82% | 95.31% | 91.32%
| Renewable Municipal Waste | 5th percentile | 47.53% | 62.95% | 72% | 46.99% | 65%
|  | Weighted average | 64.27% | 78.18% | 74.12% | 59.53% | 78.67%
|  | 95th percentile | 79.19% | 89.81% | 75% | 93% | 86.9%
| Rice husks | 5th percentile | 48.21% |  | 63.43% |  | 65.39%
|  | Weighted average | 60.57% |  | 71.54% |  | 78.51%
|  | 95th percentile | 74.85% |  | 90.41% |  | 90.44%
| Wood waste | 5th percentile | 51.57% | 62.35% | 72.13% | 66% | 51.71%
|  | Weighted average | 68.27% | 78.87% | 74.32% | 88.1% | 78.35%
|  | 95th percentile | 89.63% | 88.68% | 78.36% | 93% | 92.59%

## Fig 8.5
Figure 8.5 LCOE by project and weighted averages of bioenergy power generation projects by feedstock, 2000-2024
LCOE (2024 USD/kWh)
Bioenergy
|  | 5th percentile | Weighted average | 95th percentile
| Bagasse | 0.034578 | 0.080851 | 0.139
| Landfill gas | 0.048214 | 0.073777 | 0.16193
| Other vegetal and agricultural waste | 0.036151 | 0.066531 | 0.12161
| Renewable Municipal Waste | 0.046902 | 0.09096 | 0.23439
| Rice husks | 0.034842 | 0.064761 | 0.086025
| Wood waste | 0.042454 | 0.09156 | 0.19698

## Fig 8.6
Figure 8.6 LCOE by project and weighted averages of bioenergy power generation projects by feedstock and country/region, 2000-2024
LCOE (2024 USD/kWh)
Bioenergy
|  | 5th percentile | Weighted average | 95th percentile
| China | 0.047563 | 0.063863 | 0.12989
| Europe | 0.053996 | 0.095465 | 0.22705
| India | 0.035037 | 0.061656 | 0.096204
| North America | 0.051696 | 0.10612 | 0.20585
| Rest of the world | 0.036549 | 0.077824 | 0.16203

## Fig 8.7
Figure 8.7 LCOE and capacity factor by project of selected feedstocks for bioenergy power generation projects, 2000-2024
Selected feedstock project capacity factor (%) and LCOE (2024 USD/kWh)
| Product | Capacity factor (%) | LCOE (2024 USD/kWh)
| Bagasse | 94% | 0.085182
| Bagasse | 91.51% | 0.19048
| Bagasse | 91.32% | 0.13221
| Bagasse | 90.41% | 0.049335
| Bagasse | 90.41% | 0.034471
| Bagasse | 90% | 0.096573
| Bagasse | 90% | 0.054732
| Bagasse | 89.24% | 0.050959
| Bagasse | 89.06% | 0.051018
| Bagasse | 84.93% | 0.057385
| Bagasse | 83.41% | 0.043176
| Bagasse | 82.19% | 0.048301
| Bagasse | 82% | 0.11708
| Bagasse | 82% | 0.09824
| Bagasse | 82% | 0.097119
| Bagasse | 82% | 0.095997
| Bagasse | 82% | 0.094921
| Bagasse | 82% | 0.094876
| Bagasse | 82% | 0.093755
| Bagasse | 81.8% | 0.037649
| Bagasse | 79.57% | 0.049783
| Bagasse | 78.9% | 0.049432
| Bagasse | 75.81% | 0.038
| Bagasse | 75.02% | 0.12544
| Bagasse | 74.64% | 0.13721
| Bagasse | 72.25% | 0.083138
| Bagasse | 71.61% | 0.040341
| Bagasse | 71.48% | 0.061052
| Bagasse | 70.27% | 0.039974
| Bagasse | 70% | 0.041375
| Bagasse | 68.94% | 0.049573
| Bagasse | 67.54% | 0.10949
| Bagasse | 65.45% | 0.037207
| Bagasse | 64.88% | 0.040358
| Bagasse | 64.04% | 0.062362
| Bagasse | 63.9% | 0.059861
| Bagasse | 63.04% | 0.069439
| Bagasse | 63% | 0.075758
| Bagasse | 62% | 0.075073
| Bagasse | 62% | 0.068921
| Bagasse | 61.51% | 0.097269
| Bagasse | 61.16% | 0.066744
| Bagasse | 61.16% | 0.066209
| Bagasse | 60.07% | 0.066301
| Bagasse | 60.07% | 0.064515
| Bagasse | 60% | 0.20733
| Bagasse | 60% | 0.082327
| Bagasse | 60% | 0.070113
| Bagasse | 60% | 0.062482
| Bagasse | 60% | 0.035462
| Bagasse | 59.93% | 0.059438
| Bagasse | 58.71% | 0.034503
| Bagasse | 58.71% | 0.034222
| Bagasse | 57.08% | 0.036966
| Bagasse | 56.16% | 0.058667
| Bagasse | 54.67% | 0.050725
| Bagasse | 54.37% | 0.06329
| Bagasse | 54.37% | 0.061994
| Bagasse | 52.14% | 0.05923
| Bagasse | 52.1% | 0.080718
| Bagasse | 51% | 0.073139
| Bagasse | 50.88% | 0.052915
| Bagasse | 49.43% | 0.045636
| Bagasse | 49.12% | 0.056293
| Bagasse | 49% | 0.18075
| Bagasse | 49% | 0.13159
| Bagasse | 46.15% | 0.056838
| Bagasse | 45.97% | 0.090142
| Bagasse | 45.15% | 0.068972
| Bagasse | 44.75% | 0.084773
| Bagasse | 44.43% | 0.053892
| Bagasse | 44.4% | 0.081702
| Bagasse | 43.84% | 0.040151
| Bagasse | 43.84% | 0.040373
| Bagasse | 43.57% | 0.034627
| Bagasse | 41.32% | 0.077569
| Bagasse | 41.1% | 0.050635
| Bagasse | 41.1% | 0.049996
| Bagasse | 40.89% | 0.07212
| Bagasse | 40.41% | 0.038138
| Bagasse | 39.82% | 0.043876
| Bagasse | 39.47% | 0.05158
| Bagasse | 39.47% | 0.05092
| Bagasse | 39.29% | 0.046697
| Bagasse | 39.04% | 0.061282
| Bagasse | 38.98% | 0.080135
| Bagasse | 37.78% | 0.075995
| Bagasse | 34.45% | 0.036548
| Bagasse | 33.96% | 0.093101
| Bagasse | 32.21% | 0.053317
| Bagasse | 32.21% | 0.052335
| Bagasse | 31.78% | 0.041685
| Bagasse | 31.69% | 0.041812
| Bagasse | 29.97% | 0.072078
| Bagasse | 29.87% | 0.089629
| Bagasse | 29.7% | 0.051973
| Bagasse | 28.12% | 0.044865
| Bagasse | 27.71% | 0.10149
| Bagasse | 27.4% | 0.042243
| Bagasse | 27.16% | 0.054353
| Bagasse | 26.3% | 0.037627
| Bagasse | 25.62% | 0.046424
| Bagasse | 24.99% | 0.057387
| Bagasse | 24.8% | 0.051214
| Bagasse | 23.32% | 0.061232
| Bagasse | 19.03% | 0.054209
| Bagasse | 16.34% | 0.16388
| Bagasse | 16.01% | 0.14168
| Bagasse | 15.89% | 0.11937
| Bagasse | 13.56% | 0.29447
| Landfill gas | 100% | 0.11862
| Landfill gas | 96.75% | 0.041644
| Landfill gas | 95.89% | 0.070305
| Landfill gas | 95.13% | 0.056639
| Landfill gas | 95% | 0.076522
| Landfill gas | 93.27% | 0.082895
| Landfill gas | 93% | 0.15487
| Landfill gas | 93% | 0.10704
| Landfill gas | 93% | 0.099033
| Landfill gas | 93% | 0.088128
| Landfill gas | 93% | 0.063566
| Landfill gas | 93% | 0.054411
| Landfill gas | 92.91% | 0.095603
| Landfill gas | 92.2% | 0.082551
| Landfill gas | 92.01% | 0.086494
| Landfill gas | 91.32% | 0.076612
| Landfill gas | 91.32% | 0.04215
| Landfill gas | 91.32% | 0.034375
| Landfill gas | 90.54% | 0.047176
| Landfill gas | 89.04% | 0.076429
| Landfill gas | 87.52% | 0.08279
| Landfill gas | 87.52% | 0.081171
| Landfill gas | 86.18% | 0.11987
| Landfill gas | 85.24% | 0.11262
| Landfill gas | 84.94% | 0.061746
| Landfill gas | 84.52% | 0.070516
| Landfill gas | 84% | 0.091586
| Landfill gas | 84% | 0.088269
| Landfill gas | 84% | 0.051198
| Landfill gas | 84% | 0.039046
| Landfill gas | 83.45% | 0.077658
| Landfill gas | 82.52% | 0.044654
| Landfill gas | 82.45% | 0.07243
| Landfill gas | 82.23% | 0.065632
| Landfill gas | 82% | 0.096326
| Landfill gas | 82% | 0.095049
| Landfill gas | 82% | 0.094107
| Landfill gas | 82% | 0.093975
| Landfill gas | 82% | 0.092998
| Landfill gas | 82% | 0.091827
| Landfill gas | 82% | 0.058793
| Landfill gas | 82% | 0.055324
| Landfill gas | 81.74% | 0.041125
| Landfill gas | 81.72% | 0.066048
| Landfill gas | 81.56% | 0.1053
| Landfill gas | 80.86% | 0.036271
| Landfill gas | 80.73% | 0.078642
| Landfill gas | 80.21% | 0.094919
| Landfill gas | 80% | 0.037162
| Landfill gas | 80% | 0.16846
| Landfill gas | 80% | 0.068464
| Landfill gas | 80% | 0.064807
| Landfill gas | 79.91% | 0.097765
| Landfill gas | 79.61% | 0.066646
| Landfill gas | 79.5% | 0.033073
| Landfill gas | 79.19% | 0.093576
| Landfill gas | 78.95% | 0.050427
| Landfill gas | 76.33% | 0.074028
| Landfill gas | 76.22% | 0.080799
| Landfill gas | 76.1% | 0.16592
| Landfill gas | 76% | 0.11254
| Landfill gas | 75.91% | 0.056329
| Landfill gas | 75.85% | 0.060028
| Landfill gas | 75.69% | 0.10808
| Landfill gas | 75.38% | 0.056502
| Landfill gas | 75% | 0.065049
| Landfill gas | 74.52% | 0.059727
| Landfill gas | 74.2% | 0.16533
| Landfill gas | 74.2% | 0.095735
| Landfill gas | 73.97% | 0.060725
| Landfill gas | 73.23% | 0.063803
| Landfill gas | 73.06% | 0.10015
| Landfill gas | 73.06% | 0.078785
| Landfill gas | 73.06% | 0.070877
| Landfill gas | 73.04% | 0.060652
| Landfill gas | 72% | 0.090173
| Landfill gas | 70.93% | 0.11466
| Landfill gas | 70.91% | 0.10204
| Landfill gas | 70.41% | 0.064982
| Landfill gas | 70% | 0.058106
| Landfill gas | 69.35% | 0.10584
| Landfill gas | 69.35% | 0.083626
| Landfill gas | 68.91% | 0.16452
| Landfill gas | 68.91% | 0.083111
| Landfill gas | 67.69% | 0.071036
| Landfill gas | 67.09% | 0.058754
| Landfill gas | 66.87% | 0.084585
| Landfill gas | 66.82% | 0.060119
| Landfill gas | 66.78% | 0.069428
| Landfill gas | 66.78% | 0.067556
| Landfill gas | 66.78% | 0.066366
| Landfill gas | 66% | 0.094116
| Landfill gas | 65.81% | 0.16209
| Landfill gas | 65.58% | 0.078541
| Landfill gas | 65.58% | 0.093739
| Landfill gas | 65.39% | 0.12798
| Landfill gas | 65% | 0.12594
| Landfill gas | 65% | 0.066884
| Landfill gas | 65% | 0.058076
| Landfill gas | 64.77% | 0.10592
| Landfill gas | 64.13% | 0.088751
| Landfill gas | 63.93% | 0.093598
| Landfill gas | 63.7% | 0.072639
| Landfill gas | 63.66% | 0.077006
| Landfill gas | 63.5% | 0.065609
| Landfill gas | 63% | 0.080884
| Landfill gas | 63% | 0.077993
| Landfill gas | 63% | 0.073712
| Landfill gas | 63% | 0.073406
| Landfill gas | 63% | 0.073248
| Landfill gas | 63% | 0.073197
| Landfill gas | 63% | 0.073133
| Landfill gas | 63% | 0.071824
| Landfill gas | 63% | 0.071666
| Landfill gas | 63% | 0.065785
| Landfill gas | 62.67% | 0.089375
| Landfill gas | 62.67% | 0.087616
| Landfill gas | 62.1% | 0.12452
| Landfill gas | 62.09% | 0.11458
| Landfill gas | 60.88% | 0.043535
| Landfill gas | 60.83% | 0.072298
| Landfill gas | 60.77% | 0.086601
| Landfill gas | 60.71% | 0.060576
| Landfill gas | 60.51% | 0.10313
| Landfill gas | 60.51% | 0.13078
| Landfill gas | 60.05% | 0.074624
| Landfill gas | 59.94% | 0.063651
| Landfill gas | 59.73% | 0.10649
| Landfill gas | 59.69% | 0.065963
| Landfill gas | 59.67% | 0.11001
| Landfill gas | 59.36% | 0.12384
| Landfill gas | 59.31% | 0.078062
| Landfill gas | 58.5% | 0.10778
| Landfill gas | 58.39% | 0.055269
| Landfill gas | 57.9% | 0.058123
| Landfill gas | 57.88% | 0.055125
| Landfill gas | 57.65% | 0.063958
| Landfill gas | 57.53% | 0.13619
| Landfill gas | 57.53% | 0.095329
| Landfill gas | 57.53% | 0.066222
| Landfill gas | 57.25% | 0.10956
| Landfill gas | 57.2% | 0.11043
| Landfill gas | 57.08% | 0.1321
| Landfill gas | 57.08% | 0.10622
| Landfill gas | 57.04% | 0.10426
| Landfill gas | 56.89% | 0.13507
| Landfill gas | 56.1% | 0.066352
| Landfill gas | 55.95% | 0.14805
| Landfill gas | 55.9% | 0.049772
| Landfill gas | 55.81% | 0.11884
| Landfill gas | 55.62% | 0.12903
| Landfill gas | 55.51% | 0.11413
| Landfill gas | 55.43% | 0.070696
| Landfill gas | 54.66% | 0.10522
| Landfill gas | 54.42% | 0.12817
| Landfill gas | 54.25% | 0.18701
| Landfill gas | 54.17% | 0.1286
| Landfill gas | 54% | 0.12067
| Landfill gas | 54% | 0.068548
| Landfill gas | 53.94% | 0.091732
| Landfill gas | 53.81% | 0.085964
| Landfill gas | 53.59% | 0.12504
| Landfill gas | 53.48% | 0.11962
| Landfill gas | 53.25% | 0.068863
| Landfill gas | 53.14% | 0.083672
| Landfill gas | 52.95% | 0.099232
| Landfill gas | 52.93% | 0.12757
| Landfill gas | 52.84% | 0.053034
| Landfill gas | 52.32% | 0.09023
| Landfill gas | 52.05% | 0.12411
| Landfill gas | 51.82% | 0.10612
| Landfill gas | 51.33% | 0.11864
| Landfill gas | 51.25% | 0.18704
| Landfill gas | 51.13% | 0.10718
| Landfill gas | 51.02% | 0.14698
| Landfill gas | 50.79% | 0.078748
| Landfill gas | 50.68% | 0.1617
| Landfill gas | 50.64% | 0.062674
| Landfill gas | 50.42% | 0.084032
| Landfill gas | 50.23% | 0.15566
| Landfill gas | 49.8% | 0.1123
| Landfill gas | 49.5% | 0.079075
| Landfill gas | 49.47% | 0.11939
| Landfill gas | 49.43% | 0.056602
| Landfill gas | 49.26% | 0.081879
| Landfill gas | 49.23% | 0.096604
| Landfill gas | 48.96% | 0.040559
| Landfill gas | 48.58% | 0.065595
| Landfill gas | 48.4% | 0.1501
| Landfill gas | 48.4% | 0.14951
| Landfill gas | 47.75% | 0.072168
| Landfill gas | 47.49% | 0.075617
| Landfill gas | 47% | 0.08267
| Landfill gas | 46.02% | 0.072765
| Landfill gas | 46% | 0.18736
| Landfill gas | 45.55% | 0.10547
| Landfill gas | 45.49% | 0.098684
| Landfill gas | 45.35% | 0.073418
| Landfill gas | 44.62% | 0.11954
| Landfill gas | 43.84% | 0.11767
| Landfill gas | 43.77% | 0.092201
| Landfill gas | 43.38% | 0.078613
| Landfill gas | 42.81% | 0.10223
| Landfill gas | 42.81% | 0.060008
| Landfill gas | 42.36% | 0.13074
| Landfill gas | 41.75% | 0.10828
| Landfill gas | 41.66% | 0.087049
| Landfill gas | 41.62% | 0.097903
| Landfill gas | 41.07% | 0.24545
| Landfill gas | 40.29% | 0.077609
| Landfill gas | 39.39% | 0.068584
| Landfill gas | 38.84% | 0.12306
| Landfill gas | 38.55% | 0.11491
| Landfill gas | 37.96% | 0.10629
| Landfill gas | 37.92% | 0.18824
| Landfill gas | 36.82% | 0.086453
| Landfill gas | 35.91% | 0.098962
| Landfill gas | 35.81% | 0.10243
| Landfill gas | 32.69% | 0.21962
| Landfill gas | 31.42% | 0.12614
| Landfill gas | 31.01% | 0.091515
| Landfill gas | 29.49% | 0.16018
| Landfill gas | 29.18% | 0.12626
| Landfill gas | 27.42% | 0.10371
| Landfill gas | 27.08% | 0.068185
| Landfill gas | 26.89% | 0.11427
| Landfill gas | 26.86% | 0.10322
| Landfill gas | 22.02% | 0.21327
| Landfill gas | 20.64% | 0.13358
| Other vegetal and agricultural waste | 95.89% | 0.10283
| Other vegetal and agricultural waste | 93.15% | 0.049858
| Other vegetal and agricultural waste | 93% | 0.16989
| Other vegetal and agricultural waste | 93% | 0.12201
| Other vegetal and agricultural waste | 93% | 0.12004
| Other vegetal and agricultural waste | 93% | 0.085645
| Other vegetal and agricultural waste | 93% | 0.083423
| Other vegetal and agricultural waste | 93% | 0.077081
| Other vegetal and agricultural waste | 93% | 0.07429
| Other vegetal and agricultural waste | 92% | 0.075131
| Other vegetal and agricultural waste | 91.32% | 0.13026
| Other vegetal and agricultural waste | 91.32% | 0.096182
| Other vegetal and agricultural waste | 91.32% | 0.13069
| Other vegetal and agricultural waste | 91.32% | 0.10869
| Other vegetal and agricultural waste | 91.32% | 0.095769
| Other vegetal and agricultural waste | 91.32% | 0.092432
| Other vegetal and agricultural waste | 91.32% | 0.039006
| Other vegetal and agricultural waste | 90.41% | 0.039709
| Other vegetal and agricultural waste | 90% | 0.059202
| Other vegetal and agricultural waste | 89.04% | 0.092049
| Other vegetal and agricultural waste | 87.33% | 0.11102
| Other vegetal and agricultural waste | 87% | 0.10181
| Other vegetal and agricultural waste | 86.6% | 0.13503
| Other vegetal and agricultural waste | 86.6% | 0.10696
| Other vegetal and agricultural waste | 86.6% | 0.091492
| Other vegetal and agricultural waste | 86.6% | 0.075417
| Other vegetal and agricultural waste | 86.6% | 0.056341
| Other vegetal and agricultural waste | 86.6% | 0.033893
| Other vegetal and agricultural waste | 85.32% | 0.035644
| Other vegetal and agricultural waste | 85% | 0.1837
| Other vegetal and agricultural waste | 85% | 0.11439
| Other vegetal and agricultural waste | 85% | 0.073082
| Other vegetal and agricultural waste | 85% | 0.062251
| Other vegetal and agricultural waste | 83.98% | 0.054945
| Other vegetal and agricultural waste | 83.18% | 0.086456
| Other vegetal and agricultural waste | 82.76% | 0.17133
| Other vegetal and agricultural waste | 82.09% | 0.072283
| Other vegetal and agricultural waste | 82.09% | 0.11434
| Other vegetal and agricultural waste | 82.03% | 0.14611
| Other vegetal and agricultural waste | 82% | 0.092901
| Other vegetal and agricultural waste | 81.69% | 0.092093
| Other vegetal and agricultural waste | 81.37% | 0.055087
| Other vegetal and agricultural waste | 81.37% | 0.043954
| Other vegetal and agricultural waste | 81.37% | 0.037629
| Other vegetal and agricultural waste | 81.37% | 0.035867
| Other vegetal and agricultural waste | 80.76% | 0.07377
| Other vegetal and agricultural waste | 80.51% | 0.043695
| Other vegetal and agricultural waste | 80.11% | 0.096432
| Other vegetal and agricultural waste | 80.02% | 0.074001
| Other vegetal and agricultural waste | 80% | 0.15705
| Other vegetal and agricultural waste | 80% | 0.093908
| Other vegetal and agricultural waste | 80% | 0.075181
| Other vegetal and agricultural waste | 80% | 0.071653
| Other vegetal and agricultural waste | 80% | 0.062002
| Other vegetal and agricultural waste | 80% | 0.057542
| Other vegetal and agricultural waste | 80% | 0.057334
| Other vegetal and agricultural waste | 80% | 0.055282
| Other vegetal and agricultural waste | 80% | 0.054162
| Other vegetal and agricultural waste | 80% | 0.050025
| Other vegetal and agricultural waste | 80% | 0.046681
| Other vegetal and agricultural waste | 80% | 0.044684
| Other vegetal and agricultural waste | 80% | 0.043381
| Other vegetal and agricultural waste | 80% | 0.042745
| Other vegetal and agricultural waste | 80% | 0.036066
| Other vegetal and agricultural waste | 80% | 0.031555
| Other vegetal and agricultural waste | 79.91% | 0.14105
| Other vegetal and agricultural waste | 79.91% | 0.054949
| Other vegetal and agricultural waste | 79.91% | 0.041434
| Other vegetal and agricultural waste | 79.2% | 0.037204
| Other vegetal and agricultural waste | 78.87% | 0.1838
| Other vegetal and agricultural waste | 78.28% | 0.031625
| Other vegetal and agricultural waste | 78.27% | 0.031692
| Other vegetal and agricultural waste | 78.26% | 0.082036
| Other vegetal and agricultural waste | 78.14% | 0.12684
| Other vegetal and agricultural waste | 78.01% | 0.054107
| Other vegetal and agricultural waste | 78% | 0.044081
| Other vegetal and agricultural waste | 77.35% | 0.054632
| Other vegetal and agricultural waste | 76.11% | 0.056717
| Other vegetal and agricultural waste | 76.11% | 0.055044
| Other vegetal and agricultural waste | 76.1% | 0.10326
| Other vegetal and agricultural waste | 75.34% | 0.057109
| Other vegetal and agricultural waste | 75.34% | 0.054169
| Other vegetal and agricultural waste | 75% | 0.07191
| Other vegetal and agricultural waste | 75% | 0.054266
| Other vegetal and agricultural waste | 74.2% | 0.050517
| Other vegetal and agricultural waste | 74.2% | 0.055458
| Other vegetal and agricultural waste | 74.2% | 0.053844
| Other vegetal and agricultural waste | 74.2% | 0.052005
| Other vegetal and agricultural waste | 74.2% | 0.051818
| Other vegetal and agricultural waste | 74.08% | 0.051466
| Other vegetal and agricultural waste | 74% | 0.081439
| Other vegetal and agricultural waste | 73.35% | 0.0895
| Other vegetal and agricultural waste | 73.3% | 0.035588
| Other vegetal and agricultural waste | 73.29% | 0.068111
| Other vegetal and agricultural waste | 72.96% | 0.03649
| Other vegetal and agricultural waste | 72.67% | 0.064067
| Other vegetal and agricultural waste | 72.67% | 0.065614
| Other vegetal and agricultural waste | 72.51% | 0.053164
| Other vegetal and agricultural waste | 72.47% | 0.057081
| Other vegetal and agricultural waste | 72.47% | 0.051376
| Other vegetal and agricultural waste | 72.46% | 0.041686
| Other vegetal and agricultural waste | 72.33% | 0.067714
| Other vegetal and agricultural waste | 72.33% | 0.055497
| Other vegetal and agricultural waste | 72.33% | 0.055531
| Other vegetal and agricultural waste | 72.32% | 0.055453
| Other vegetal and agricultural waste | 72.32% | 0.055409
| Other vegetal and agricultural waste | 72% | 0.068081
| Other vegetal and agricultural waste | 72% | 0.061365
| Other vegetal and agricultural waste | 72% | 0.059654
| Other vegetal and agricultural waste | 72% | 0.059085
| Other vegetal and agricultural waste | 72% | 0.059056
| Other vegetal and agricultural waste | 72% | 0.057568
| Other vegetal and agricultural waste | 72% | 0.05497
| Other vegetal and agricultural waste | 72% | 0.054948
| Other vegetal and agricultural waste | 72% | 0.054624
| Other vegetal and agricultural waste | 72% | 0.054095
| Other vegetal and agricultural waste | 72% | 0.051835
| Other vegetal and agricultural waste | 72% | 0.039917
| Other vegetal and agricultural waste | 72% | 0.039475
| Other vegetal and agricultural waste | 72% | 0.039471
| Other vegetal and agricultural waste | 71.99% | 0.041766
| Other vegetal and agricultural waste | 71.92% | 0.05655
| Other vegetal and agricultural waste | 71.66% | 0.065673
| Other vegetal and agricultural waste | 71.61% | 0.036525
| Other vegetal and agricultural waste | 71.35% | 0.032622
| Other vegetal and agricultural waste | 71.12% | 0.055898
| Other vegetal and agricultural waste | 71.04% | 0.055964
| Other vegetal and agricultural waste | 71.04% | 0.055893
| Other vegetal and agricultural waste | 71.04% | 0.055773
| Other vegetal and agricultural waste | 70.96% | 0.055923
| Other vegetal and agricultural waste | 70.96% | 0.055784
| Other vegetal and agricultural waste | 70.88% | 0.055984
| Other vegetal and agricultural waste | 70.72% | 0.054771
| Other vegetal and agricultural waste | 70.56% | 0.048517
| Other vegetal and agricultural waste | 70.4% | 0.057629
| Other vegetal and agricultural waste | 70.4% | 0.056874
| Other vegetal and agricultural waste | 70.32% | 0.054098
| Other vegetal and agricultural waste | 70.25% | 0.053217
| Other vegetal and agricultural waste | 70% | 0.066214
| Other vegetal and agricultural waste | 70% | 0.059696
| Other vegetal and agricultural waste | 70% | 0.05676
| Other vegetal and agricultural waste | 70% | 0.05438
| Other vegetal and agricultural waste | 70% | 0.041289
| Other vegetal and agricultural waste | 70% | 0.038273
| Other vegetal and agricultural waste | 70% | 0.037145
| Other vegetal and agricultural waste | 69.96% | 0.048951
| Other vegetal and agricultural waste | 69.92% | 0.057439
| Other vegetal and agricultural waste | 69.86% | 0.051381
| Other vegetal and agricultural waste | 69.86% | 0.037626
| Other vegetal and agricultural waste | 69.52% | 0.057706
| Other vegetal and agricultural waste | 69.16% | 0.063581
| Other vegetal and agricultural waste | 69.16% | 0.064147
| Other vegetal and agricultural waste | 69.16% | 0.06363
| Other vegetal and agricultural waste | 68.87% | 0.034959
| Other vegetal and agricultural waste | 68.78% | 0.038692
| Other vegetal and agricultural waste | 68.71% | 0.034696
| Other vegetal and agricultural waste | 68.71% | 0.035467
| Other vegetal and agricultural waste | 68.49% | 0.058805
| Other vegetal and agricultural waste | 68.49% | 0.054525
| Other vegetal and agricultural waste | 68.49% | 0.053956
| Other vegetal and agricultural waste | 68.49% | 0.05291
| Other vegetal and agricultural waste | 67.52% | 0.05828
| Other vegetal and agricultural waste | 67.5% | 0.086525
| Other vegetal and agricultural waste | 67.5% | 0.057468
| Other vegetal and agricultural waste | 67.32% | 0.039005
| Other vegetal and agricultural waste | 66.97% | 0.056566
| Other vegetal and agricultural waste | 66.7% | 0.089243
| Other vegetal and agricultural waste | 66.62% | 0.058039
| Other vegetal and agricultural waste | 66.41% | 0.051813
| Other vegetal and agricultural waste | 65.82% | 0.040396
| Other vegetal and agricultural waste | 65.31% | 0.06951
| Other vegetal and agricultural waste | 65.3% | 0.066968
| Other vegetal and agricultural waste | 65.3% | 0.060283
| Other vegetal and agricultural waste | 65.3% | 0.059442
| Other vegetal and agricultural waste | 65.3% | 0.0593
| Other vegetal and agricultural waste | 65.3% | 0.058712
| Other vegetal and agricultural waste | 65.3% | 0.057792
| Other vegetal and agricultural waste | 65.3% | 0.057383
| Other vegetal and agricultural waste | 65.3% | 0.057198
| Other vegetal and agricultural waste | 65.3% | 0.057027
| Other vegetal and agricultural waste | 65.3% | 0.056715
| Other vegetal and agricultural waste | 65.3% | 0.056586
| Other vegetal and agricultural waste | 65.3% | 0.056363
| Other vegetal and agricultural waste | 65.3% | 0.05612
| Other vegetal and agricultural waste | 65.3% | 0.055805
| Other vegetal and agricultural waste | 65.3% | 0.05568
| Other vegetal and agricultural waste | 65.3% | 0.055513
| Other vegetal and agricultural waste | 65.3% | 0.052738
| Other vegetal and agricultural waste | 65.3% | 0.064328
| Other vegetal and agricultural waste | 65.3% | 0.062572
| Other vegetal and agricultural waste | 65.3% | 0.059446
| Other vegetal and agricultural waste | 65.3% | 0.058533
| Other vegetal and agricultural waste | 65.3% | 0.057929
| Other vegetal and agricultural waste | 65.3% | 0.056343
| Other vegetal and agricultural waste | 65.3% | 0.055958
| Other vegetal and agricultural waste | 65.3% | 0.05466
| Other vegetal and agricultural waste | 65.3% | 0.053766
| Other vegetal and agricultural waste | 65.1% | 0.067759
| Other vegetal and agricultural waste | 65.1% | 0.064083
| Other vegetal and agricultural waste | 65.1% | 0.061243
| Other vegetal and agricultural waste | 65.1% | 0.059301
| Other vegetal and agricultural waste | 65.1% | 0.058213
| Other vegetal and agricultural waste | 65.1% | 0.052022
| Other vegetal and agricultural waste | 65.1% | 0.037477
| Other vegetal and agricultural waste | 65.1% | 0.035851
| Other vegetal and agricultural waste | 65.09% | 0.041248
| Other vegetal and agricultural waste | 65% | 0.039747
| Other vegetal and agricultural waste | 64.69% | 0.074549
| Other vegetal and agricultural waste | 64.61% | 0.059905
| Other vegetal and agricultural waste | 64.28% | 0.032983
| Other vegetal and agricultural waste | 64.18% | 0.068499
| Other vegetal and agricultural waste | 64.11% | 0.17814
| Other vegetal and agricultural waste | 64.11% | 0.18004
| Other vegetal and agricultural waste | 63.93% | 0.072438
| Other vegetal and agricultural waste | 63.83% | 0.059599
| Other vegetal and agricultural waste | 63.81% | 0.05745
| Other vegetal and agricultural waste | 63.81% | 0.056302
| Other vegetal and agricultural waste | 63.81% | 0.053956
| Other vegetal and agricultural waste | 63.7% | 0.040036
| Other vegetal and agricultural waste | 63.65% | 0.041336
| Other vegetal and agricultural waste | 63.65% | 0.041146
| Other vegetal and agricultural waste | 63.65% | 0.039999
| Other vegetal and agricultural waste | 63.58% | 0.058964
| Other vegetal and agricultural waste | 63.29% | 0.045398
| Other vegetal and agricultural waste | 63.11% | 0.046729
| Other vegetal and agricultural waste | 63.07% | 0.066167
| Other vegetal and agricultural waste | 63.07% | 0.064537
| Other vegetal and agricultural waste | 63% | 0.0803
| Other vegetal and agricultural waste | 63% | 0.079141
| Other vegetal and agricultural waste | 63% | 0.062776
| Other vegetal and agricultural waste | 63% | 0.059804
| Other vegetal and agricultural waste | 63% | 0.056962
| Other vegetal and agricultural waste | 62.93% | 0.043864
| Other vegetal and agricultural waste | 62.79% | 0.069687
| Other vegetal and agricultural waste | 62.62% | 0.060341
| Other vegetal and agricultural waste | 62.02% | 0.058408
| Other vegetal and agricultural waste | 61.83% | 0.033409
| Other vegetal and agricultural waste | 61.64% | 0.05251
| Other vegetal and agricultural waste | 61.64% | 0.046671
| Other vegetal and agricultural waste | 61.64% | 0.072355
| Other vegetal and agricultural waste | 61.64% | 0.067375
| Other vegetal and agricultural waste | 61.64% | 0.063077
| Other vegetal and agricultural waste | 61.64% | 0.059341
| Other vegetal and agricultural waste | 61.64% | 0.058622
| Other vegetal and agricultural waste | 61.64% | 0.054592
| Other vegetal and agricultural waste | 61.64% | 0.053628
| Other vegetal and agricultural waste | 61.64% | 0.047063
| Other vegetal and agricultural waste | 61.6% | 0.060838
| Other vegetal and agricultural waste | 61.27% | 0.050089
| Other vegetal and agricultural waste | 61.24% | 0.050108
| Other vegetal and agricultural waste | 61.19% | 0.063433
| Other vegetal and agricultural waste | 61.03% | 0.061497
| Other vegetal and agricultural waste | 60.88% | 0.038362
| Other vegetal and agricultural waste | 60.62% | 0.055913
| Other vegetal and agricultural waste | 60.41% | 0.055728
| Other vegetal and agricultural waste | 60.32% | 0.038664
| Other vegetal and agricultural waste | 60.27% | 0.065843
| Other vegetal and agricultural waste | 60.27% | 0.065582
| Other vegetal and agricultural waste | 60.27% | 0.064796
| Other vegetal and agricultural waste | 60.27% | 0.064246
| Other vegetal and agricultural waste | 60.27% | 0.061443
| Other vegetal and agricultural waste | 60.27% | 0.061026
| Other vegetal and agricultural waste | 60.27% | 0.060673
| Other vegetal and agricultural waste | 60.27% | 0.060535
| Other vegetal and agricultural waste | 60.27% | 0.058964
| Other vegetal and agricultural waste | 59.93% | 0.058813
| Other vegetal and agricultural waste | 59.93% | 0.058487
| Other vegetal and agricultural waste | 59.93% | 0.057045
| Other vegetal and agricultural waste | 59.6% | 0.062702
| Other vegetal and agricultural waste | 59.59% | 0.06349
| Other vegetal and agricultural waste | 59.59% | 0.053004
| Other vegetal and agricultural waste | 59.59% | 0.062844
| Other vegetal and agricultural waste | 58.98% | 0.07324
| Other vegetal and agricultural waste | 58.98% | 0.063422
| Other vegetal and agricultural waste | 58.9% | 0.075354
| Other vegetal and agricultural waste | 58.32% | 0.061269
| Other vegetal and agricultural waste | 58.22% | 0.07799
| Other vegetal and agricultural waste | 58.22% | 0.062386
| Other vegetal and agricultural waste | 57.86% | 0.063885
| Other vegetal and agricultural waste | 57.76% | 0.074965
| Other vegetal and agricultural waste | 57.76% | 0.071223
| Other vegetal and agricultural waste | 57.53% | 0.061107
| Other vegetal and agricultural waste | 57.39% | 0.038551
| Other vegetal and agricultural waste | 57.29% | 0.060697
| Other vegetal and agricultural waste | 57.13% | 0.066018
| Other vegetal and agricultural waste | 57.08% | 0.077237
| Other vegetal and agricultural waste | 56.96% | 0.062265
| Other vegetal and agricultural waste | 56.78% | 0.036027
| Other vegetal and agricultural waste | 56.16% | 0.06657
| Other vegetal and agricultural waste | 56% | 0.048427
| Other vegetal and agricultural waste | 55.25% | 0.073273
| Other vegetal and agricultural waste | 55.25% | 0.070026
| Other vegetal and agricultural waste | 55.25% | 0.065225
| Other vegetal and agricultural waste | 55.25% | 0.064003
| Other vegetal and agricultural waste | 55.18% | 0.069367
| Other vegetal and agricultural waste | 55.18% | 0.069318
| Other vegetal and agricultural waste | 54.94% | 0.098383
| Other vegetal and agricultural waste | 54.75% | 0.065232
| Other vegetal and agricultural waste | 54.75% | 0.063488
| Other vegetal and agricultural waste | 54.62% | 0.066151
| Other vegetal and agricultural waste | 54% | 0.067811
| Other vegetal and agricultural waste | 53.31% | 0.074129
| Other vegetal and agricultural waste | 53.27% | 0.053181
| Other vegetal and agricultural waste | 52.74% | 0.064468
| Other vegetal and agricultural waste | 51.11% | 0.051456
| Other vegetal and agricultural waste | 50.39% | 0.066551
| Other vegetal and agricultural waste | 49.94% | 0.081116
| Other vegetal and agricultural waste | 48.89% | 0.091823
| Other vegetal and agricultural waste | 46.41% | 0.057146
| Other vegetal and agricultural waste | 45.66% | 0.083277
| Other vegetal and agricultural waste | 45.61% | 0.074452
| Other vegetal and agricultural waste | 44.34% | 0.13714
| Other vegetal and agricultural waste | 43.4% | 0.070632
| Other vegetal and agricultural waste | 42.62% | 0.091265
| Other vegetal and agricultural waste | 37.09% | 0.11823
| Other vegetal and agricultural waste | 22.83% | 0.26412
| Other vegetal and agricultural waste | 19.43% | 0.14686
| Rice husks | 92% | 0.075755
| Rice husks | 90.47% | 0.063905
| Rice husks | 90.41% | 0.14567
| Rice husks | 90.41% | 0.04126
| Rice husks | 90.41% | 0.056149
| Rice husks | 90.41% | 0.039824
| Rice husks | 90.41% | 0.034301
| Rice husks | 90.41% | 0.031258
| Rice husks | 90.37% | 0.049339
| Rice husks | 90% | 0.05294
| Rice husks | 88.6% | 0.044728
| Rice husks | 88.15% | 0.060557
| Rice husks | 86.3% | 0.034025
| Rice husks | 85% | 0.065244
| Rice husks | 84.45% | 0.03493
| Rice husks | 83.33% | 0.051407
| Rice husks | 82.64% | 0.046035
| Rice husks | 82.6% | 0.039867
| Rice husks | 82.19% | 0.04894
| Rice husks | 82% | 0.094264
| Rice husks | 82% | 0.090013
| Rice husks | 81.95% | 0.068497
| Rice husks | 81.37% | 0.072289
| Rice husks | 81.37% | 0.053651
| Rice husks | 81.28% | 0.036769
| Rice husks | 81.18% | 0.070702
| Rice husks | 81% | 0.052017
| Rice husks | 80% | 0.06923
| Rice husks | 80% | 0.042764
| Rice husks | 80% | 0.037587
| Rice husks | 78.3% | 0.073534
| Rice husks | 77.26% | 0.060992
| Rice husks | 76.33% | 0.053579
| Rice husks | 76.09% | 0.041994
| Rice husks | 75.84% | 0.051741
| Rice husks | 73.24% | 0.040645
| Rice husks | 73.23% | 0.036396
| Rice husks | 73.06% | 0.071638
| Rice husks | 73.06% | 0.0685
| Rice husks | 73.06% | 0.036615
| Rice husks | 72.33% | 0.058409
| Rice husks | 72.33% | 0.04623
| Rice husks | 72.33% | 0.037035
| Rice husks | 72.33% | 0.039268
| Rice husks | 72.27% | 0.03525
| Rice husks | 72% | 0.034586
| Rice husks | 71.61% | 0.037151
| Rice husks | 71.2% | 0.060383
| Rice husks | 70% | 0.049846
| Rice husks | 70% | 0.06288
| Rice husks | 70% | 0.059411
| Rice husks | 70% | 0.057549
| Rice husks | 70% | 0.057514
| Rice husks | 70% | 0.057141
| Rice husks | 70% | 0.044326
| Rice husks | 70% | 0.037512
| Rice husks | 70% | 0.035957
| Rice husks | 70% | 0.031456
| Rice husks | 69.35% | 0.038109
| Rice husks | 69.16% | 0.034999
| Rice husks | 68.01% | 0.038959
| Rice husks | 67.81% | 0.077567
| Rice husks | 67.81% | 0.038847
| Rice husks | 67.81% | 0.034906
| Rice husks | 67.07% | 0.05635
| Rice husks | 66.58% | 0.059272
| Rice husks | 65.74% | 0.03843
| Rice husks | 65.64% | 0.050088
| Rice husks | 65.3% | 0.05742
| Rice husks | 65.3% | 0.037326
| Rice husks | 65.21% | 0.048642
| Rice husks | 65.1% | 0.051601
| Rice husks | 65.09% | 0.051145
| Rice husks | 65.07% | 0.086838
| Rice husks | 65% | 0.062972
| Rice husks | 65% | 0.059937
| Rice husks | 65% | 0.058632
| Rice husks | 64.37% | 0.05492
| Rice husks | 63.93% | 0.034284
| Rice husks | 63.7% | 0.04197
| Rice husks | 63.66% | 0.038863
| Rice husks | 63.65% | 0.05013
| Rice husks | 63.43% | 0.058496
| Rice husks | 63.06% | 0.063235
| Rice husks | 63% | 0.076328
| Rice husks | 63% | 0.07473
| Rice husks | 61.48% | 0.046608
| Rice husks | 61% | 0.060485
| Rice husks | 60.88% | 0.049108
| Rice husks | 60.29% | 0.065227
| Rice husks | 60.27% | 0.064436
| Rice husks | 60.27% | 0.069791
| Rice husks | 60.27% | 0.065344
| Rice husks | 60.27% | 0.065251
| Rice husks | 60.27% | 0.065148
| Rice husks | 60.27% | 0.063994
| Rice husks | 60.27% | 0.063836
| Rice husks | 60.27% | 0.063315
| Rice husks | 60.27% | 0.062807
| Rice husks | 60.27% | 0.06197
| Rice husks | 60.27% | 0.061195
| Rice husks | 60.27% | 0.060236
| Rice husks | 58.22% | 0.066398
| Rice husks | 58.22% | 0.085822
| Rice husks | 57.31% | 0.079904
| Rice husks | 57.09% | 0.064485
| Rice husks | 55.34% | 0.046493
| Rice husks | 53.51% | 0.072385
| Rice husks | 48.52% | 0.053786
| Rice husks | 48.04% | 0.047741
| Rice husks | 33.09% | 0.088514
| Renewable Municipal Waste | 94.29% | 0.12063
| Renewable Municipal Waste | 93% | 0.21809
| Renewable Municipal Waste | 93% | 0.18907
| Renewable Municipal Waste | 93% | 0.17755
| Renewable Municipal Waste | 93% | 0.1602
| Renewable Municipal Waste | 93% | 0.13838
| Renewable Municipal Waste | 93% | 0.1323
| Renewable Municipal Waste | 93% | 0.11492
| Renewable Municipal Waste | 92.67% | 0.18059
| Renewable Municipal Waste | 92.06% | 0.13755
| Renewable Municipal Waste | 91.32% | 0.13823
| Renewable Municipal Waste | 91.32% | 0.12325
| Renewable Municipal Waste | 91.32% | 0.19396
| Renewable Municipal Waste | 88.47% | 0.12191
| Renewable Municipal Waste | 87% | 0.10498
| Renewable Municipal Waste | 87% | 0.058973
| Renewable Municipal Waste | 86.6% | 0.24925
| Renewable Municipal Waste | 86.6% | 0.24337
| Renewable Municipal Waste | 86.6% | 0.22705
| Renewable Municipal Waste | 86.6% | 0.19594
| Renewable Municipal Waste | 86.6% | 0.1852
| Renewable Municipal Waste | 86.6% | 0.18388
| Renewable Municipal Waste | 86.6% | 0.17846
| Renewable Municipal Waste | 86.6% | 0.15467
| Renewable Municipal Waste | 86.6% | 0.14306
| Renewable Municipal Waste | 86.6% | 0.052004
| Renewable Municipal Waste | 86.6% | 0.041238
| Renewable Municipal Waste | 82.45% | 0.06536
| Renewable Municipal Waste | 82.19% | 0.087731
| Renewable Municipal Waste | 82% | 0.097435
| Renewable Municipal Waste | 80% | 0.201
| Renewable Municipal Waste | 80% | 0.057207
| Renewable Municipal Waste | 79% | 0.044657
| Renewable Municipal Waste | 77% | 0.11481
| Renewable Municipal Waste | 77% | 0.043793
| Renewable Municipal Waste | 75.21% | 0.088318
| Renewable Municipal Waste | 75% | 0.099986
| Renewable Municipal Waste | 75% | 0.075141
| Renewable Municipal Waste | 75% | 0.074585
| Renewable Municipal Waste | 75% | 0.05588
| Renewable Municipal Waste | 75% | 0.051269
| Renewable Municipal Waste | 75% | 0.04772
| Renewable Municipal Waste | 74% | 0.16598
| Renewable Municipal Waste | 73.96% | 0.12617
| Renewable Municipal Waste | 73.46% | 0.2444
| Renewable Municipal Waste | 73% | 0.085267
| Renewable Municipal Waste | 72% | 0.077375
| Renewable Municipal Waste | 71.09% | 0.12928
| Renewable Municipal Waste | 71% | 0.10069
| Renewable Municipal Waste | 68.3% | 0.070102
| Renewable Municipal Waste | 68% | 0.12012
| Renewable Municipal Waste | 68% | 0.078884
| Renewable Municipal Waste | 66% | 0.16228
| Renewable Municipal Waste | 66% | 0.15857
| Renewable Municipal Waste | 66% | 0.10609
| Renewable Municipal Waste | 65% | 0.15236
| Renewable Municipal Waste | 65% | 0.11132
| Renewable Municipal Waste | 65% | 0.10938
| Renewable Municipal Waste | 65% | 0.098609
| Renewable Municipal Waste | 64.94% | 0.045902
| Renewable Municipal Waste | 63% | 0.072174
| Renewable Municipal Waste | 63% | 0.056027
| Renewable Municipal Waste | 59.36% | 0.093685
| Renewable Municipal Waste | 57% | 0.1569
| Renewable Municipal Waste | 56.32% | 0.062423
| Renewable Municipal Waste | 45.66% | 0.15563
| Renewable Municipal Waste | 42.24% | 0.11324
| Renewable Municipal Waste | 40.33% | 0.12649
| Wood waste | 95% | 0.072263
| Wood waste | 94.29% | 0.11185
| Wood waste | 93.57% | 0.1064
| Wood waste | 93.57% | 0.092761
| Wood waste | 93.31% | 0.16394
| Wood waste | 93% | 0.19384
| Wood waste | 93% | 0.13965
| Wood waste | 93% | 0.12283
| Wood waste | 93% | 0.12097
| Wood waste | 93% | 0.12004
| Wood waste | 93% | 0.11413
| Wood waste | 93% | 0.1053
| Wood waste | 93% | 0.10044
| Wood waste | 93% | 0.098633
| Wood waste | 93% | 0.098412
| Wood waste | 93% | 0.091947
| Wood waste | 93% | 0.081099
| Wood waste | 93% | 0.077281
| Wood waste | 93% | 0.075334
| Wood waste | 93% | 0.073596
| Wood waste | 93% | 0.071747
| Wood waste | 93% | 0.07151
| Wood waste | 93% | 0.067185
| Wood waste | 93% | 0.066366
| Wood waste | 93% | 0.061218
| Wood waste | 93% | 0.060187
| Wood waste | 93% | 0.054411
| Wood waste | 93% | 0.05326
| Wood waste | 93% | 0.042783
| Wood waste | 91.9% | 0.15881
| Wood waste | 91.78% | 0.073011
| Wood waste | 91.32% | 0.15466
| Wood Waste | 91.32% | 0.14816
| Wood waste | 91.32% | 0.081353
| Wood waste | 90.94% | 0.032921
| Wood waste | 90% | 0.12239
| Wood waste | 90% | 0.10122
| Wood waste | 89.2% | 0.13068
| Wood waste | 89.18% | 0.241
| Wood waste | 88.53% | 0.095179
| Wood waste | 88% | 0.073891
| Wood waste | 87.94% | 0.078371
| Wood waste | 86.76% | 0.058841
| Wood waste | 86.6% | 0.18876
| Wood waste | 86.6% | 0.17721
| Wood waste | 86.6% | 0.16177
| Wood waste | 86.6% | 0.15221
| Wood waste | 86.6% | 0.15186
| Wood waste | 86.6% | 0.14599
| Wood waste | 86.6% | 0.12771
| Wood waste | 86.6% | 0.10669
| Wood waste | 86.6% | 0.10435
| Wood waste | 86.6% | 0.086296
| Wood waste | 86.6% | 0.085799
| Wood Waste | 86% | 0.050745
| Wood waste | 85.68% | 0.051275
| Wood waste | 85.62% | 0.13884
| Wood waste | 85% | 0.079968
| Wood waste | 85% | 0.075638
| Wood waste | 85% | 0.067715
| Wood waste | 84.58% | 0.034714
| Wood waste | 84.47% | 0.11044
| Wood waste | 83.9% | 0.056853
| Wood waste | 83.52% | 0.11773
| Wood waste | 83.17% | 0.08764
| Wood waste | 83.02% | 0.039713
| Wood waste | 83% | 0.050525
| Wood waste | 82.8% | 0.056478
| Wood waste | 82.74% | 0.10162
| Wood waste | 82.58% | 0.089388
| Wood waste | 82% | 0.095537
| Wood waste | 82% | 0.09444
| Wood waste | 82% | 0.091496
| Wood waste | 81.74% | 0.041508
| Wood Waste | 81.54% | 0.098879
| Wood waste | 81.34% | 0.14359
| Wood waste | 80.67% | 0.087919
| Wood Waste | 80.67% | 0.12571
| Wood waste | 80.46% | 0.19457
| Wood waste | 80.03% | 0.19797
| Wood waste | 80% | 0.27628
| Wood waste | 80% | 0.19577
| Wood waste | 80% | 0.16015
| Wood Waste | 80% | 0.15506
| Wood waste | 80% | 0.14943
| Wood Waste | 80% | 0.099665
| Wood waste | 80% | 0.082455
| Wood Waste | 80% | 0.077098
| Wood waste | 80% | 0.07582
| Wood waste | 80% | 0.067311
| Wood waste | 80% | 0.050611
| Wood waste | 79.15% | 0.057703
| Wood waste | 79.1% | 0.057595
| Wood waste | 78.73% | 0.12595
| Wood Waste | 78.48% | 0.095299
| Wood Waste | 78.19% | 0.095574
| Wood Waste | 78% | 0.1106
| Wood Waste | 77.37% | 0.13458
| Wood waste | 77.09% | 0.075967
| Wood Waste | 76.57% | 0.18196
| Wood waste | 76.34% | 0.046855
| Wood waste | 76.15% | 0.080438
| Wood waste | 76.14% | 0.062926
| Wood waste | 76.1% | 0.087246
| Wood Waste | 76.1% | 0.097589
| Wood waste | 76.1% | 0.16715
| Wood waste | 76.1% | 0.095085
| Wood waste | 75.39% | 0.058854
| Wood Waste | 75.33% | 0.10595
| Wood Waste | 75.31% | 0.098742
| Wood waste | 75.27% | 0.089061
| Wood waste | 75.27% | 0.086161
| Wood waste | 75.27% | 0.084829
| Wood waste | 75.27% | 0.083655
| Wood waste | 75.09% | 0.061273
| Wood waste | 75% | 0.16225
| Wood waste | 75% | 0.12875
| Wood waste | 75% | 0.10798
| Wood waste | 75% | 0.1016
| Wood waste | 75% | 0.10045
| Wood waste | 75% | 0.092403
| Wood waste | 75% | 0.08979
| Wood waste | 75% | 0.088323
| Wood waste | 75% | 0.086651
| Wood waste | 75% | 0.081173
| Wood waste | 75% | 0.057798
| Wood waste | 74.79% | 0.1487
| Wood waste | 74.45% | 0.065933
| Wood waste | 74.2% | 0.072449
| Wood waste | 74.2% | 0.20807
| Wood waste | 74.2% | 0.049225
| Wood waste | 74.2% | 0.049746
| Wood waste | 74.16% | 0.055527
| Wood waste | 74% | 0.16601
| Wood waste | 73.82% | 0.065467
| Wood Waste | 73.06% | 0.10694
| Wood waste | 72.86% | 0.041383
| Wood waste | 72% | 0.11916
| Wood waste | 72% | 0.10259
| Wood waste | 72% | 0.035583
| Wood waste | 69.08% | 0.054293
| Wood waste | 68.74% | 0.042963
| Wood waste | 68.49% | 0.042185
| Wood waste | 66% | 0.23931
| Wood waste | 66% | 0.17894
| Wood waste | 66% | 0.12827
| Wood waste | 66% | 0.12648
| Wood waste | 66% | 0.093648
| Wood waste | 64.83% | 0.057535
| Wood waste | 64.3% | 0.062152
| Wood waste | 63.31% | 0.065798
| Wood waste | 61.15% | 0.22577
| Wood waste | 60.27% | 0.043564
| Wood waste | 60.27% | 0.049173
| Wood waste | 60.27% | 0.047487
| Wood waste | 60% | 0.034104
| Wood Waste | 59.93% | 0.10672
| Wood waste | 57% | 0.10643
| Wood waste | 57% | 0.037875
| Wood waste | 56.81% | 0.070623
| Wood waste | 56.06% | 0.25834
| Wood waste | 54.79% | 0.17414
| Wood waste | 52.36% | 0.059605
| Wood waste | 52.32% | 0.19131
| Wood waste | 50.61% | 0.06469
| Wood waste | 47.95% | 0.14145
| Wood waste | 47.04% | 0.071032
| Wood waste | 40.22% | 0.047003
| Wood waste | 18.26% | 0.22418

## Table 8.1
Table 8.1 Project weighted average capacity factors of bioenergy fired power generation projects, 2000-2024
2000-2024
|  | 5th percentile (%) | Weighted average (%) | 95th percentile (%)
| China | 44 | 66 | 81
| Europe | 57 | 81 | 91
| India | 35 | 68 | 90
| North America | 50 | 85 | 93
| Rest of the world | 39 | 68 | 91

## 9 Enabling technologies >>
Contents

## Fig. 9.1
Figure 9.1 Deployment increase, utility-scale energy storage cost decline between 2010 and 2024 and
Deployment increase decline between 2010 and 2024
|  | 2010 | 2011 | 2012 | 2013 | 2014 | 2015 | 2016 | 2017 | 2018 | 2019 | 2020 | 2021 | 2022 | 2023 | 2024
| Gross Energy storage capacity additions, global (GWh gross) | 0.086248 | 0.0844 | 0.45506 | 0.3336 | 0.53312 | 1.6006 | 2.0825 | 2.9587 | 7.4796 | 6.9462 | 11.8232 | 21.7315 | 37.551 | 96.066 | 169.0075
Utility-scale energy storage cost decline between 2010 and 2024
|  | 2010 | 2011 | 2012 | 2013 | 2014 | 2015 | 2016 | 2017 | 2018 | 2019 | 2020 | 2021 | 2022 | 2023 | 2024
| Total installed energy storage project cost, global (2024 USD/kWh usable) | 2571.3752 | 2131.556 | 2010.2175 | 1654.9654 | 1741.6324 | 1544 | 1102 | 789.6881 | 710.7194 | 333.0806 | 299.8793 | 281.8362 | 357.0255 | 271.8039 | 191.5866
Capacity factor improvement vs. storage-to-generation capacity ratio
check data from tab Fig 9.7

## Fig. 9.2
Figure 9.2 Global gross battery storage capacity additions by year and total installed electricity storage project cost, 2010-2024
|  | 2010 | 2011 | 2012 | 2013 | 2014 | 2015 | 2016 | 2017 | 2018 | 2019 | 2020 | 2021 | 2022 | 2023 | 2024
| Gross Energy storage capacity additions, global (GWh gross) | 0.086248 | 0.0844 | 0.45506 | 0.3336 | 0.53312 | 1.6006 | 2.0825 | 2.9587 | 7.4796 | 6.9462 | 11.8232 | 21.7315 | 37.551 | 96.066 | 169.0075
| Total installed energy storage project cost, global (2024 USD/kWh usable) | 2571.3752 | 2131.556 | 2010.2175 | 1654.9654 | 1741.6324 | 1544 | 1102 | 789.6881 | 710.7194 | 333.0806 | 299.8793 | 281.8362 | 357.0255 | 271.8039 | 191.5866

## Fig. 9.3
Figure 9.3 Turnkey battery storage system prices by market and duration, 2021-2024
China
|  | 2021 |  | 2022 |  | 2023 |  | 2024
|  | 2 hours | 4 hours | 2 hours | 4 hours | 2 hours | 4 hours | 2 hours | 4 hours
| Price Ratio to Global average per country and storage hours | 0.90027 | 0.8744 | 0.84988 | 0.7126 | 0.72454 | 0.7487 | 0.61212 | 0.57432
United States
|  | 2021 |  | 2022 |  | 2023 |  | 2024
|  | 2 hours | 4 hours | 2 hours | 4 hours | 2 hours | 4 hours | 2 hours | 4 hours
| Price Ratio to Global average per country and storage hours | 1.0286 | 0.95142 | 1.3567 | 1.1125 | 1.4232 | 1.4849 | 1.503 | 1.5811
Europe
|  | 2021 |  | 2022 |  | 2023 |  | 2024
|  | 2 hours | 4 hours | 2 hours | 4 hours | 2 hours | 4 hours | 2 hours | 4 hours
| Price Ratio to Global average per country and storage hours | 1.0503 | 1.0931 | 1.2188 | 0.89358 | 1.3338 | 1.4134 | 1.7091 | 1.7365

## Fig. 9.4
Figure 9.4 Global market share trends of utility-scale battery technologies, 2021–2024
Based on BNEF data

## Fig. 9.5
Figure 9.5 Battery storage deployment by application in GW
Based on BNEF data

## Fig. 9.6
Figure 9.6 Characteristics of hybrid projects plants deployed in 2023 and 2024 by country
| System | Capacity Factor from the Hybrid System
| Solar + BESS | 26.88%
| Solar + BESS | 27.73%
| Solar + BESS | 23.48%
| Solar + BESS | 18.46%
| Solar + BESS | 22.73%
| Solar + BESS | 26.15%
| Solar + BESS | 29.18%
| Solar + BESS | 22.28%
| Solar + BESS | 22.48%
| Solar + BESS | 22.06%
| Solar + BESS | 22.67%
| Solar + BESS | 15.03%
| Solar + BESS | 18.84%
| Solar + BESS | 25.23%
| Solar + BESS | 13.61%
| Solar + BESS | 25.45%
| Solar + BESS | 28.37%
| Solar + BESS | 26.96%
| Solar + BESS | 19.29%
| Solar + BESS | 27.14%
| Solar + BESS | 28.55%
| Solar + BESS | 29.21%
| Solar + BESS | 23.57%
| Solar + BESS | 18.46%
| Solar + BESS | 24%
| Solar + BESS | 22.54%
| Solar + BESS | 16.73%
| Solar + BESS | 25.08%
| Solar + BESS | 19.38%
| Solar + BESS | 23.87%
| Solar + Wind | 34.99%
| Solar + Wind | 33.51%
| Solar + Wind | 20.02%
| Solar + Wind | 25.32%
| Solar + Wind | 17.99%
| Solar + Wind | 28.47%
| Solar + Wind | 13.88%
| Solar + Wind | 23.88%
| Solar + Wind | 21%
| Solar + Wind | 23.1%
| Solar + Wind + BESS | 18.16%
| Solar + Wind + BESS | 15.5%
| Solar + Wind + BESS | 20.59%
| Solar + Wind + BESS | 33.1%
| Solar + Wind + BESS | 34.08%
| Wind + BESS | 30.41%
| Wind + BESS | 24.76%

## Fig. 9.7
Figure 9.7 Capacity factor improvement vs. storage-to-generation capacity ratio
| System | Capacity Factor Improvement | Storage to Generation Capacity Ratio (hour)
| Solar + Wind + BESS | 0.23878 | 0.065681
| Solar + Wind + BESS | 0.24522 | 0.068729
| Solar + Wind + BESS | 0.31206 | 0.13661
| Solar + Wind + BESS | 1.3997 | 0.56
| Solar + Wind + BESS | 1.8253 | 0.68
| Solar + BESS | 0.53049 | 0.14925
| Solar + BESS | 0.9398 | 0.32787
| Wind + BESS | 0.96365 | 0.37313
| Solar + BESS | 1.1649 | 0.5
| Solar + BESS | 1.25 | 0.50467
| Wind + BESS | 1.3066 | 0.5597
| Solar + BESS | 1.7039 | 0.59211
| Solar + BESS | 1.7191 | 0.60606
| Solar + BESS | 1.837 | 0.73107
| Solar + BESS | 2.4652 | 0.74627
| Solar + BESS | 2.5708 | 0.84314
| Solar + BESS | 2.6971 | 0.95238
| Solar + BESS | 2.8232 | 0.999
| Solar + BESS | 3.7966 | 1.2069
| Solar + BESS | 3.8912 | 1.2987
| Solar + BESS | 4.2068 | 1.3333
| Solar + BESS | 4.2451 | 1.5625
| Solar + BESS | 4.3549 | 1.6
| Solar + BESS | 5.0258 | 1.6418
| Solar + BESS | 5.171 | 1.9579
| Solar + BESS | 6.2464 | 2.1111
| Solar + BESS | 6.2649 | 2.1111
| Solar + BESS | 6.3769 | 2.12
| Solar + BESS | 6.7633 | 2.1639
| Solar + BESS | 6.8132 | 2.2388
| Solar + BESS | 6.8267 | 2.2987
| Solar + BESS | 6.9885 | 2.9851
| Solar + BESS | 7.254 | 3.2683
| Solar + BESS | 7.9497 | 3.8462
| Solar + BESS | 8.1847 | 3.8462
| Solar + BESS | 8.2132 | 4

## Annex I >>
Contents

## Table A1
Table A1 Standardised assumptions for LCOE calculations
| Technology | Economic life (years) | Weighted average cost of capital (real)
|  |  | OECD and China | Rest of the world
| Wind power | 25 | 7.5% in 2010 falling to 5% in 2020 Minimum WACC floor applied (see Box A2) | 10% in 2010 falling to 7.5% in 2020 Minimum WACC floor applied (see Box A2)
| Solar PV | 25
| CSP | 25
| Hydropower | 30
| Biomass for power | 20
| Geothermal | 25

## Fig A1
Figure A1 Country and technology-specific real after-tax WACC assumptions for 2024
| Country | Onshore wind | Solar PV | Offshore wind | Concentrated Solar Power | Hydropower | Geothermal | Bioenergy
| Afghanistan | 7.5% | 7.5% | 7.5% | 7.5% | 7.5% | 7.5% | 7.5%
| Albania | 7.5% | 7.5% | 7.5% | 7.5% | 7.5% | 7.5% | 7.5%
| Algeria | 10.1% | 10.1% | 10.1% | 10.1% | 10.1% | 10.1% | 10.1%
| American Samoa | 7.5% | 7.5% | 7.5% | 7.5% | 7.5% | 7.5% | 7.5%
| Andorra | 7.5% | 7.5% | 7.5% | 7.5% | 7.5% | 7.5% | 7.5%
| Angola | 8.94% | 8.94% | 8.94% | 8.94% | 8.94% | 8.94% | 8.94%
| Anguilla | 7.5% | 7.5% | 7.5% | 7.5% | 7.5% | 7.5% | 7.5%
| Antigua and Barbuda | 7.5% | 7.5% | 7.5% | 7.5% | 7.5% | 7.5% | 7.5%
| Argentina | 16.86% | 16.86% | 16.86% | 16.86% | 16.86% | 16.86% | 16.86%
| Armenia | 7.5% | 7.5% | 7.5% | 7.5% | 7.5% | 7.5% | 7.5%
| Aruba | 7.5% | 7.5% | 7.5% | 7.5% | 7.5% | 7.5% | 7.5%
| Australia | 3.899% | 3.899% | 5.235% | 5% | 5.235% | 5% | 5%
| Austria | 3.684% | 4.557% | 5.911% | 5% | 5.911% | 5% | 5%
| Azerbaijan | 8.366% | 8.366% | 8.366% | 8.366% | 8.366% | 8.366% | 8.366%
| Bahamas | 9.157% | 9.157% | 9.157% | 9.157% | 9.157% | 9.157% | 9.157%
| Bahrain | 10.39% | 10.39% | 10.39% | 10.39% | 10.39% | 10.39% | 10.39%
| Bangladesh | 9.819% | 9.819% | 9.819% | 9.819% | 9.819% | 9.819% | 9.819%
| Barbados | 10.87% | 10.87% | 10.87% | 10.87% | 10.87% | 10.87% | 10.87%
| Belarus | 23.33% | 23.33% | 23.33% | 23.33% | 23.33% | 23.33% | 23.33%
| Belgium | 4.708% | 3.04% | 4.708% | 5% | 4.708% | 5% | 5%
| Belize | 7.5% | 7.5% | 7.5% | 7.5% | 7.5% | 7.5% | 7.5%
| Benin | 7.5% | 7.5% | 7.5% | 7.5% | 7.5% | 7.5% | 7.5%
| Bermuda | 7.5% | 7.5% | 7.5% | 7.5% | 7.5% | 7.5% | 7.5%
| Bhutan | 7.5% | 7.5% | 7.5% | 7.5% | 7.5% | 7.5% | 7.5%
| Bolivia (Plurinational State of) | 13.32% | 13.32% | 13.32% | 13.32% | 13.32% | 13.32% | 13.32%
| Bonaire, Sint Eustatius and Saba | 7.5% | 7.5% | 7.5% | 7.5% | 7.5% | 7.5% | 7.5%
| Bosnia and Herzegovina | 13.53% | 13.53% | 13.53% | 13.53% | 13.53% | 13.53% | 13.53%
| Botswana | 7.5% | 7.5% | 7.5% | 7.5% | 7.5% | 7.5% | 7.5%
| Brazil | 6.495% | 8.053% | 8.053% | 7.5% | 8.053% | 7.5% | 7.5%
| British Virgin Islands | 7.5% | 7.5% | 7.5% | 7.5% | 7.5% | 7.5% | 7.5%
| Brunei Darussalam | 7.5% | 7.5% | 7.5% | 7.5% | 7.5% | 7.5% | 7.5%
| Bulgaria | 5.702% | 6.522% | 7.911% | 7.5% | 7.911% | 7.5% | 7.5%
| Burkina Faso | 13.05% | 9.625% | 13.05% | 9.625% | 13.05% | 9.625% | 9.625%
| Burundi | 7.5% | 7.5% | 7.5% | 7.5% | 7.5% | 7.5% | 7.5%
| Cabo Verde | 7.5% | 7.5% | 7.5% | 7.5% | 7.5% | 7.5% | 7.5%
| Cambodia | 8.447% | 8.447% | 8.447% | 8.447% | 8.447% | 8.447% | 8.447%
| Cameroon | 8.969% | 8.969% | 8.969% | 8.969% | 8.969% | 8.969% | 8.969%
| Canada | 4.051% | 5.383% | 5.383% | 5% | 5.383% | 5% | 5%
| Cayman Islands | 7.5% | 7.5% | 7.5% | 7.5% | 7.5% | 7.5% | 7.5%
| Central African Republic | 7.5% | 7.5% | 7.5% | 7.5% | 7.5% | 7.5% | 7.5%
| Chad | 7.5% | 7.5% | 7.5% | 7.5% | 7.5% | 7.5% | 7.5%
| Chile | 5.875% | 4.852% | 6.24% | 5% | 6.24% | 5% | 5%
| China | 3.642% | 3.642% | 6.187% | 5% | 6.187% | 5% | 5%
| Christmas Island | 7.5% | 7.5% | 7.5% | 7.5% | 7.5% | 7.5% | 7.5%
| Cocos (Keeling) Islands | 7.5% | 7.5% | 7.5% | 7.5% | 7.5% | 7.5% | 7.5%
| Colombia | 6.902% | 6.902% | 6.902% | 6.902% | 6.902% | 6.902% | 6.902%
| Comoros | 7.5% | 7.5% | 7.5% | 7.5% | 7.5% | 7.5% | 7.5%
| Congo Rep | 10.88% | 10.88% | 10.88% | 10.88% | 10.88% | 10.88% | 10.88%
| Cook Islands | 7.5% | 7.5% | 7.5% | 7.5% | 7.5% | 7.5% | 7.5%
| Costa Rica | 6.694% | 7.634% | 9.819% | 6.694% | 9.819% | 6.694% | 6.694%
| Côte d'Ivoire | 7.5% | 7.5% | 7.5% | 7.5% | 7.5% | 7.5% | 7.5%
| Croatia | 6.365% | 6.398% | 7.826% | 7.5% | 7.826% | 7.5% | 7.5%
| Cuba | 7.5% | 7.5% | 7.5% | 7.5% | 7.5% | 7.5% | 7.5%
| Curaçao | 7.5% | 7.5% | 7.5% | 7.5% | 7.5% | 7.5% | 7.5%
| Cyprus | 5.218% | 5.688% | 8.126% | 7.5% | 8.126% | 7.5% | 7.5%
| Czech Republic | 6.352% | 4.994% | 6.352% | 5% | 6.352% | 5% | 5%
| Democratic People's Republic of Korea | 7.5% | 7.5% | 7.5% | 7.5% | 7.5% | 7.5% | 7.5%
| Democratic Republic of the Congo | 8.424% | 8.424% | 8.424% | 8.424% | 8.424% | 8.424% | 8.424%
| Denmark | 2.609% | 3.219% | 2.609% | 5% | 2.609% | 5% | 5%
| Djibouti | 7.5% | 7.5% | 7.5% | 7.5% | 7.5% | 7.5% | 7.5%
| Dominica | 7.5% | 7.5% | 7.5% | 7.5% | 7.5% | 7.5% | 7.5%
| Dominican Republic | 9.093% | 7.526% | 9.093% | 7.526% | 9.093% | 7.526% | 7.526%
| Ecuador | 15.95% | 15.95% | 15.95% | 15.95% | 15.95% | 15.95% | 15.95%
| Egypt | 13.55% | 13.55% | 13.55% | 13.55% | 13.55% | 13.55% | 13.55%
| El Salvador | 15.42% | 11.54% | 15.42% | 11.54% | 15.42% | 11.54% | 11.54%
| Equatorial Guinea | 7.5% | 7.5% | 7.5% | 7.5% | 7.5% | 7.5% | 7.5%
| Eritrea | 7.5% | 7.5% | 7.5% | 7.5% | 7.5% | 7.5% | 7.5%
| Estonia | 6.42% | 6.42% | 6.42% | 6.42% | 6.42% | 6.42% | 6.42%
| Eswatini | 8.682% | 8.682% | 8.682% | 8.682% | 8.682% | 8.682% | 8.682%
| Ethiopia | 10.73% | 14.4% | 14.4% | 10.73% | 14.4% | 10.73% | 10.73%
| Falkland Islands (Malvinas) | 7.5% | 7.5% | 7.5% | 7.5% | 7.5% | 7.5% | 7.5%
| Faroe Islands | 7.5% | 7.5% | 7.5% | 7.5% | 7.5% | 7.5% | 7.5%
| Fiji | 7.5% | 7.5% | 7.5% | 7.5% | 7.5% | 7.5% | 7.5%
| Finland | 3.076% | 6.09% | 6.09% | 5% | 6.09% | 5% | 5%
| France | 2.943% | 2.943% | 5.965% | 5% | 5.965% | 5% | 5%
| French Guiana | 7.5% | 7.5% | 7.5% | 7.5% | 7.5% | 7.5% | 7.5%
| French Polynesia | 7.5% | 7.5% | 7.5% | 7.5% | 7.5% | 7.5% | 7.5%
| Gabon | 9.304% | 9.304% | 9.304% | 9.304% | 9.304% | 9.304% | 9.304%
| Gambia | 7.5% | 7.5% | 7.5% | 7.5% | 7.5% | 7.5% | 7.5%
| Georgia | 7.5% | 7.5% | 7.5% | 7.5% | 7.5% | 7.5% | 7.5%
| Germany | 2.283% | 2.283% | 3.899% | 5% | 3.899% | 5% | 5%
| Ghana | 15.95% | 15.95% | 15.95% | 15.95% | 15.95% | 15.95% | 15.95%
| Gibraltar | 7.5% | 7.5% | 7.5% | 7.5% | 7.5% | 7.5% | 7.5%
| Greece | 4.986% | 4.986% | 8.25% | 5% | 8.25% | 5% | 5%
| Greenland | 7.5% | 7.5% | 7.5% | 7.5% | 7.5% | 7.5% | 7.5%
| Grenada | 7.5% | 7.5% | 7.5% | 7.5% | 7.5% | 7.5% | 7.5%
| Guadeloupe | 7.5% | 7.5% | 7.5% | 7.5% | 7.5% | 7.5% | 7.5%
| Guam | 7.5% | 7.5% | 7.5% | 7.5% | 7.5% | 7.5% | 7.5%
| Guatemala | 8.075% | 8.075% | 8.075% | 8.075% | 8.075% | 8.075% | 8.075%
| Guinea | 7.5% | 7.5% | 7.5% | 7.5% | 7.5% | 7.5% | 7.5%
| Guinea-Bissau | 7.5% | 7.5% | 7.5% | 7.5% | 7.5% | 7.5% | 7.5%
| Guyana | 7.5% | 7.5% | 7.5% | 7.5% | 7.5% | 7.5% | 7.5%
| Haiti | 7.5% | 7.5% | 7.5% | 7.5% | 7.5% | 7.5% | 7.5%
| Holy See | 7.5% | 7.5% | 7.5% | 7.5% | 7.5% | 7.5% | 7.5%
| Honduras | 8.559% | 7.121% | 10.17% | 7.5% | 10.17% | 7.5% | 7.5%
| Hungary | 5.156% | 5.156% | 8.316% | 5.156% | 8.316% | 5.156% | 5.156%
| Iceland | 5% | 5% | 5% | 5% | 5% | 5% | 5%
| India | 7.473% | 7.473% | 7.473% | 7.5% | 7.473% | 7.5% | 7.5%
| Indonesia | 7.609% | 7.609% | 7.609% | 7.609% | 7.609% | 7.609% | 7.609%
| Iran (Islamic Republic of) | 7.5% | 7.5% | 7.5% | 7.5% | 7.5% | 7.5% | 7.5%
| Iraq | 14.22% | 14.22% | 14.22% | 14.22% | 14.22% | 14.22% | 14.22%
| Ireland | 4.003% | 6.651% | 6.651% | 5% | 6.651% | 5% | 5%
| Israel | 6.28% | 4.909% | 6.28% | 5% | 6.28% | 5% | 5%
| Italy | 4.894% | 4.577% | 7.811% | 5% | 7.811% | 5% | 5%
| Jamaica | 8.559% | 8.559% | 10.17% | 8.559% | 10.17% | 8.559% | 8.559%
| Japan | 5.924% | 3.342% | 5.924% | 5% | 5.924% | 5% | 5%
| Jordan | 10.53% | 10.53% | 10.53% | 10.53% | 10.53% | 10.53% | 10.53%
| Kazakhstan | 7.718% | 7.718% | 7.718% | 7.718% | 7.718% | 7.718% | 7.718%
| Kenya | 8.521% | 11.85% | 11.85% | 8.521% | 11.85% | 8.521% | 8.521%
| Kiribati | 7.5% | 7.5% | 7.5% | 7.5% | 7.5% | 7.5% | 7.5%
| Kosovo | 7.5% | 7.5% | 7.5% | 7.5% | 7.5% | 7.5% | 7.5%
| Kuwait | 6.654% | 6.654% | 6.654% | 7.5% | 6.654% | 7.5% | 7.5%
| Kyrgyzstan | 10.44% | 10.44% | 10.44% | 10.44% | 10.44% | 10.44% | 10.44%
| Lao People's Democratic Republic | 7.5% | 7.5% | 7.5% | 7.5% | 7.5% | 7.5% | 7.5%
| Latvia | 6.955% | 6.955% | 6.955% | 6.955% | 6.955% | 6.955% | 6.955%
| Lebanon | 23.47% | 23.47% | 23.47% | 23.47% | 23.47% | 23.47% | 23.47%
| Lesotho | 7.5% | 7.5% | 7.5% | 7.5% | 7.5% | 7.5% | 7.5%
| Liberia | 7.5% | 7.5% | 7.5% | 7.5% | 7.5% | 7.5% | 7.5%
| Libya | 7.5% | 7.5% | 7.5% | 7.5% | 7.5% | 7.5% | 7.5%
| Liechtenstein | 7.5% | 7.5% | 7.5% | 7.5% | 7.5% | 7.5% | 7.5%
| Lithuania | 3.747% | 6.811% | 6.811% | 5% | 6.811% | 5% | 5%
| Luxembourg | 4.119% | 4.119% | 5.449% | 5% | 5.449% | 5% | 5%
| Madagascar | 9.456% | 9.456% | 9.456% | 9.456% | 9.456% | 9.456% | 9.456%
| Malawi | 13.27% | 13.27% | 13.27% | 13.27% | 13.27% | 13.27% | 13.27%
| Malaysia | 6.755% | 6.755% | 6.755% | 7.5% | 6.755% | 7.5% | 7.5%
| Maldives | 7.5% | 7.5% | 7.5% | 7.5% | 7.5% | 7.5% | 7.5%
| Mali | 7.5% | 7.5% | 7.5% | 7.5% | 7.5% | 7.5% | 7.5%
| Malta | 5.859% | 2.79% | 5.859% | 7.5% | 5.859% | 7.5% | 7.5%
| Marshall Islands | 7.5% | 7.5% | 7.5% | 7.5% | 7.5% | 7.5% | 7.5%
| Martinique | 7.5% | 7.5% | 7.5% | 7.5% | 7.5% | 7.5% | 7.5%
| Mauritania | 7.5% | 7.5% | 7.5% | 7.5% | 7.5% | 7.5% | 7.5%
| Mauritius | 8.317% | 6.882% | 8.317% | 7.5% | 8.317% | 7.5% | 7.5%
| Mayotte | 7.5% | 7.5% | 7.5% | 7.5% | 7.5% | 7.5% | 7.5%
| Mexico | 5.269% | 8.932% | 7.174% | 5.269% | 7.174% | 5.269% | 5.269%
| Micronesia (Federated States of) | 7.5% | 7.5% | 7.5% | 7.5% | 7.5% | 7.5% | 7.5%
| Moldova | 9.643% | 9.643% | 9.643% | 9.643% | 9.643% | 9.643% | 9.643%
| Monaco | 7.5% | 7.5% | 7.5% | 7.5% | 7.5% | 7.5% | 7.5%
| Mongolia | 8.997% | 10.53% | 12.27% | 8.997% | 12.27% | 8.997% | 8.997%
| Montenegro | 7.436% | 10.88% | 10.88% | 7.5% | 10.88% | 7.5% | 7.5%
| Montserrat | 7.5% | 7.5% | 7.5% | 7.5% | 7.5% | 7.5% | 7.5%
| Morocco | 7.668% | 8.312% | 7.668% | 7.668% | 7.668% | 7.668% | 7.668%
| Mozambique | 10.38% | 10.38% | 10.38% | 10.38% | 10.38% | 10.38% | 10.38%
| Myanmar | 16.27% | 16.27% | 16.27% | 16.27% | 16.27% | 16.27% | 16.27%
| Namibia | 9.677% | 6.587% | 9.677% | 7.5% | 9.677% | 7.5% | 7.5%
| Nauru | 7.5% | 7.5% | 7.5% | 7.5% | 7.5% | 7.5% | 7.5%
| Nepal | 7.5% | 7.5% | 7.5% | 7.5% | 7.5% | 7.5% | 7.5%
| Netherlands | 3.472% | 2.454% | 5.412% | 5% | 5.412% | 5% | 5%
| New Caledonia | 7.5% | 7.5% | 7.5% | 7.5% | 7.5% | 7.5% | 7.5%
| New Zealand | 3.986% | 5.32% | 5.32% | 5% | 5.32% | 5% | 5%
| Nicaragua | 8.456% | 11.85% | 11.85% | 8.456% | 11.85% | 8.456% | 8.456%
| Niger | 7.5% | 7.5% | 7.5% | 7.5% | 7.5% | 7.5% | 7.5%
| Nigeria | 9.304% | 9.304% | 9.304% | 9.304% | 9.304% | 9.304% | 9.304%
| Niue | 7.5% | 7.5% | 7.5% | 7.5% | 7.5% | 7.5% | 7.5%
| Norfolk Island | 7.5% | 7.5% | 7.5% | 7.5% | 7.5% | 7.5% | 7.5%
| North Macedonia | 7.5% | 7.5% | 7.5% | 7.5% | 7.5% | 7.5% | 7.5%
| Northern Mariana Islands | 7.5% | 7.5% | 7.5% | 7.5% | 7.5% | 7.5% | 7.5%
| Norway | 5.573% | 5.573% | 5.573% | 5.573% | 5.573% | 5.573% | 5.573%
| Oman | 7.5% | 7.5% | 7.5% | 7.5% | 7.5% | 7.5% | 7.5%
| Pakistan | 15.53% | 15.53% | 15.53% | 15.53% | 15.53% | 15.53% | 15.53%
| Palau | 7.5% | 7.5% | 7.5% | 7.5% | 7.5% | 7.5% | 7.5%
| Panama | 5.995% | 5.995% | 7.446% | 7.5% | 7.446% | 7.5% | 7.5%
| Papua New Guinea | 7.505% | 7.505% | 7.505% | 7.505% | 7.505% | 7.505% | 7.505%
| Paraguay | 7.5% | 7.5% | 7.5% | 7.5% | 7.5% | 7.5% | 7.5%
| Peru | 6.889% | 6.889% | 6.889% | 7.5% | 6.889% | 7.5% | 7.5%
| Philippines | 7.446% | 7.446% | 7.446% | 7.5% | 7.446% | 7.5% | 7.5%
| Pitcairn | 7.5% | 7.5% | 7.5% | 7.5% | 7.5% | 7.5% | 7.5%
| Poland | 4.634% | 5.249% | 6.621% | 5% | 6.621% | 5% | 5%
| Portugal | 3.798% | 5.508% | 6.905% | 5% | 6.905% | 5% | 5%
| Puerto Rico | 7.5% | 7.5% | 7.5% | 7.5% | 7.5% | 7.5% | 7.5%
| Qatar | 7.5% | 7.5% | 7.5% | 7.5% | 7.5% | 7.5% | 7.5%
| Republic of Korea | 6.01% | 4.65% | 6.01% | 5% | 6.01% | 5% | 5%
| Réunion | 7.5% | 7.5% | 7.5% | 7.5% | 7.5% | 7.5% | 7.5%
| Romania | 7.488% | 6.822% | 8.261% | 7.5% | 8.261% | 7.5% | 7.5%
| Russian Federation | 10.53% | 10.53% | 10.53% | 10.53% | 10.53% | 10.53% | 10.53%
| Rwanda | 10.84% | 7.641% | 10.84% | 7.641% | 10.84% | 7.641% | 7.641%
| Saint Barthélemy | 7.5% | 7.5% | 7.5% | 7.5% | 7.5% | 7.5% | 7.5%
| Saint Helena | 7.5% | 7.5% | 7.5% | 7.5% | 7.5% | 7.5% | 7.5%
| Saint Kitts and Nevis | 7.5% | 7.5% | 7.5% | 7.5% | 7.5% | 7.5% | 7.5%
| Saint Lucia | 7.5% | 7.5% | 7.5% | 7.5% | 7.5% | 7.5% | 7.5%
| Saint Martin | 7.5% | 7.5% | 7.5% | 7.5% | 7.5% | 7.5% | 7.5%
| Saint Pierre and Miquelon | 7.5% | 7.5% | 7.5% | 7.5% | 7.5% | 7.5% | 7.5%
| Saint Vincent and the Grenadines | 8.358% | 8.358% | 8.358% | 8.358% | 8.358% | 8.358% | 8.358%
| Samoa | 7.5% | 7.5% | 7.5% | 7.5% | 7.5% | 7.5% | 7.5%
| San Marino | 7.5% | 7.5% | 7.5% | 7.5% | 7.5% | 7.5% | 7.5%
| Sao Tome and Principe | 7.5% | 7.5% | 7.5% | 7.5% | 7.5% | 7.5% | 7.5%
| Saudi Arabia | 6.42% | 6.42% | 6.42% | 7.5% | 6.42% | 7.5% | 7.5%
| Senegal | 8.897% | 5.962% | 8.897% | 7.5% | 8.897% | 7.5% | 7.5%
| Serbia | 7.5% | 7.5% | 7.5% | 7.5% | 7.5% | 7.5% | 7.5%
| Seychelles | 7.5% | 7.5% | 7.5% | 7.5% | 7.5% | 7.5% | 7.5%
| Sierra Leone | 12.18% | 12.18% | 12.18% | 12.18% | 12.18% | 12.18% | 12.18%
| Singapore | 5.784% | 5.784% | 5.784% | 7.5% | 5.784% | 7.5% | 7.5%
| Sint Maarten | 7.5% | 7.5% | 7.5% | 7.5% | 7.5% | 7.5% | 7.5%
| Slovakia | 6.525% | 5.15% | 6.525% | 5.15% | 6.525% | 5.15% | 5.15%
| Slovenia | 7.005% | 5.613% | 7.005% | 5.613% | 7.005% | 5.613% | 5.613%
| Solomon Islands | 9.266% | 9.266% | 9.266% | 9.266% | 9.266% | 9.266% | 9.266%
| Somalia | 7.5% | 7.5% | 7.5% | 7.5% | 7.5% | 7.5% | 7.5%
| South Africa | 8.483% | 6.955% | 8.483% | 7.5% | 8.483% | 7.5% | 7.5%
| South Georgia and the South Sandwich Islands | 7.5% | 7.5% | 7.5% | 7.5% | 7.5% | 7.5% | 7.5%
| South Sudan | 7.5% | 7.5% | 7.5% | 7.5% | 7.5% | 7.5% | 7.5%
| Spain | 4.568% | 5.172% | 7.125% | 5% | 7.125% | 5% | 5%
| Sri Lanka | 18.17% | 18.17% | 18.17% | 18.17% | 18.17% | 18.17% | 18.17%
| State of Palestine | 7.5% | 7.5% | 7.5% | 7.5% | 7.5% | 7.5% | 7.5%
| Sudan | 15.93% | 15.93% | 15.93% | 15.93% | 15.93% | 15.93% | 15.93%
| Suriname | 10.65% | 10.65% | 10.65% | 10.65% | 10.65% | 10.65% | 10.65%
| Sweden | 4.595% | 4.306% | 5.632% | 5% | 5.632% | 5% | 5%
| Switzerland | 5.885% | 2.91% | 5.885% | 5% | 5.885% | 5% | 5%
| Syrian Arab Republic | 17.22% | 17.22% | 17.22% | 17.22% | 17.22% | 17.22% | 17.22%
| Taiwan | 6.306% | 4.946% | 6.306% | 7.5% | 6.306% | 7.5% | 7.5%
| Tajikistan | 9.618% | 9.618% | 9.618% | 9.618% | 9.618% | 9.618% | 9.618%
| Thailand | 7.387% | 5.97% | 7.387% | 7.5% | 7.387% | 7.5% | 7.5%
| Timor-Leste | 7.5% | 7.5% | 7.5% | 7.5% | 7.5% | 7.5% | 7.5%
| Togo | 7.5% | 7.5% | 7.5% | 7.5% | 7.5% | 7.5% | 7.5%
| Tokelau | 7.5% | 7.5% | 7.5% | 7.5% | 7.5% | 7.5% | 7.5%
| Tonga | 7.5% | 7.5% | 7.5% | 7.5% | 7.5% | 7.5% | 7.5%
| Trinidad and Tobago | 7.5% | 7.5% | 7.5% | 7.5% | 7.5% | 7.5% | 7.5%
| Tunisia | 15.9% | 15.9% | 15.9% | 15.9% | 15.9% | 15.9% | 15.9%
| Türkiye | 10.53% | 10.53% | 12.27% | 10.53% | 12.27% | 10.53% | 10.53%
| Turkmenistan | 7.5% | 7.5% | 7.5% | 7.5% | 7.5% | 7.5% | 7.5%
| Turks and Caicos Islands | 7.5% | 7.5% | 7.5% | 7.5% | 7.5% | 7.5% | 7.5%
| Tuvalu | 7.5% | 7.5% | 7.5% | 7.5% | 7.5% | 7.5% | 7.5%
| Uganda | 10.84% | 9.124% | 10.84% | 9.124% | 10.84% | 9.124% | 9.124%
| Ukraine | 18.88% | 18.88% | 18.88% | 18.88% | 18.88% | 18.88% | 18.88%
| United Arab Emirates | 5.965% | 5.965% | 5.965% | 7.5% | 5.965% | 7.5% | 7.5%
| United Kingdom | 3.69% | 3.04% | 3.04% | 5% | 3.04% | 5% | 5%
| United Republic of Tanzania | 7.543% | 7.543% | 7.543% | 7.543% | 7.543% | 7.543% | 7.543%
| United States of America | 4.116% | 5.446% | 5.446% | 5% | 5.446% | 5% | 5%
| United States Virgin Islands | 7.5% | 7.5% | 7.5% | 7.5% | 7.5% | 7.5% | 7.5%
| Uruguay | 4.721% | 5.995% | 7.446% | 7.5% | 7.446% | 7.5% | 7.5%
| Uzbekistan | 7.5% | 7.5% | 7.5% | 7.5% | 7.5% | 7.5% | 7.5%
| Vanuatu | 7.5% | 7.5% | 7.5% | 7.5% | 7.5% | 7.5% | 7.5%
| Venezuela (Bolivarian Republic of) | 21.01% | 21.01% | 21.01% | 21.01% | 21.01% | 21.01% | 21.01%
| Viet Nam | 6.428% | 7.415% | 8.913% | 7.5% | 8.913% | 7.5% | 7.5%
| Wallis and Futuna Islands | 7.5% | 7.5% | 7.5% | 7.5% | 7.5% | 7.5% | 7.5%
| Western Sahara | 7.5% | 7.5% | 7.5% | 7.5% | 7.5% | 7.5% | 7.5%
| Yemen | 16.48% | 16.48% | 16.48% | 16.48% | 16.48% | 16.48% | 16.48%
| Zambia | 10.85% | 10.85% | 10.85% | 10.85% | 10.85% | 10.85% | 10.85%
| Zimbabwe | 11.29% | 11.29% | 11.29% | 11.29% | 11.29% | 11.29% | 11.29%

## Table A3
Table A3 O&M cost assumptions for the LCOE calculation of onshore wind projects
| Country | 2024 USD/kW/year
| Sweden | 45
| Ireland | 38
| Germany | 53
| Denmark | 40
| United States | 45
| Norway | 45
| Japan | 100
| Brazil | 29
| Canada | 39
| Mexico | 49
| Spain | 29
| United Kingdom | 41
| France | 53
| China | 29
| India | 23
| Australia | 38
| Other OECD | 45
| Other non-OECD | 38

## Table A4
Table A4 O&M cost assumptions for the LCOE calculation of PV projects
| Year | OECD | Non-OECD
|  | 2024 USD/kW/year | 2024 USD/kW/year
| 2010 | 27.1 | 25.6
| 2011 | 24 | 23.5
| 2012 | 23.4 | 18.2
| 2013 | 22.9 | 15.3
| 2014 | 22.4 | 13.7
| 2015 | 21.7 | 12.4
| 2016 | 21.1 | 11.3
| 2017 | 21.5 | 10.9
| 2018 | 20.1 | 10.4
| 2019 | 19.2 | 9.9
| 2020 | 18.2 | 9.6
| 2021 | 18.2 | 9.6
| 2022 | 18.2 | 9.6
| 2023 | 18.2 | 9.6
| 2024 | 20.7 | 11

## Table A5
Table A5 O&M cost assumptions for the LCOE calculation of offshore wind projects
| Country | 2024 USD/kW/year
| Belgium | 87
| Denmark | 79
| Netherlands | 91
| Germany | 88
| United Kingdom | 84
| France | 91
| China | 59
| United States | 80
| Japan | 144
| Other OECD | 86
| Other non-OECD | 70